## Instructions
Initial user inputs:
A1 - Target in-state generation %
A2 - Target Year
B1 - RPC
Automatic target calculation multipliers (sum must be greater than or equal to 0 and less than or equal to 1)
B3 - Population multiplier
C3 - Existing Generation multiplier
D3 - Energy Demand multiplier
Optional user inputs:
B5:Bxx - Population
Will override default 2020 values
C5:Cxx - Existing Generation (MWh)
Will override default values from latest data release
Not recommended to replace
D5:Dxx - Energy Demand (MWh)
Calculation: Statewide total in-state generation energy target (from VT Generation Targets tab)
Based on CAP LEAP modeling
Statewide total target is broken down by region
Distributed proportionally by (the average of) population and total RPC land area in VT. Gen Disaggregation (RPCs tab)
Just used as a starting place, final targets should consider other factors (available resource, grid capacity, grid upgrade costs)
Existing generation subtracted out
Incremental Generation = Regional total target - Regional existing generation
User input: E3 - Incremental Regional Energy Target (MWh)
May be informed by Incremental Generation (as calculated above)
Distributed proportionally between towns by (the average of) population and total land area
Optional user input: E5:Exx - Town Plans - Incremental Town Energy Targets (MWh)
Sum must not exceed Incremental Regional Energy Target
Sum must equal Incremental Regional Energy Target if all cells filled
User input: F3:K3 - Regional Technology Percentages (%)
Applies to all towns if not otherwise specified
Must sum to 100%
Optional user input: F5:Kxx - Town Plans - Town Technology Percentages (%)
Overrides Regional Technology Percentages for individual towns
Values for a town must sum to 100%
Calculation: Exx:Eyy - Town Allocations - Town Energy Allocations (MWh)
Based on above input
Towns with unspecified energy targets adjusted automatically to meet Incremental Regional Energy Target
Calculation: Fxx:Kyy - Town Allocations - Town Technology Percentages (%)
Based on above input
Towns with unspecified technology percentages adjusted automatically to meet Regional Technology Percentages
Calculation: Ezz:Kzz - Totals (MWh)
Ezz - Incremental Regional Energy Target (MWh)
Fzz:Kzz - Incremental Regional Energy Technology Targets (MWh) reflect input and methodology above
Calculation: L3:R3 - Incremental Regional Capacity Target (MW)
Calculated using Capacity Factor (from Constants Tab) and Incremental Regional Energy Technology Targets
Optional user input: L5:Lxx - Town Plans - Incremental Town Capacity Targets (MW)
Sum must not exceed Incremental Regional Capacity Target
Sum must equal Incremental Regional Capacity Target if all cells filled
Optional user input: M5:Rxx - Town Plans - Town Technology Targets (MW)
Sum for a town must not exceed Town Capacity Target
Sum for a technology must not exceed corresponding Incremental Regional Capacity Technology Target
Calculation: Lyy:Rzz - Town Allocations - Town Capacity Targets (MW)
Based on above input
Calculation: Lzz:Rzz - Totals (MW)
Sums of Town Capacity values
Calculation: S3:Y3 - Available Resource (MW)
Calculated using Acres/MW (from Constants tab) for technology and Land Available (below)
Optional input: O5:Txx - Town Plans - Town Resource Available (MW)
User can override town resource available by technology and total
Calculation: Sxx:Syy - Town Allocations - Town Resource Available (MW)
Based on above input
Calculation: Z3:AF3 - Land Available (acres)
Sums user inputs or defaults
Calculation: Z5:Zxx - Town Land Available
If all land input cells blank, uses total town area
User input: AA5:AFxx - Town Land Available by Technology (acres)
Can use desired dataset - prime locations, preferred locations, proximity to 3-phase, etc.
Recommend using consistent data between towns, but not necessary for tool to function properly
Grid Headroom
Limiting Value is lesser of Transmission Headroom and Distribution Headroom
Transmission headroom based on 2021 Long-Range Transmission Plan
Distribution headroom based on available data from distribution utilities
Accounts for substation transformer capacity by town by distribution feeder line length (GMP) or connected project count (VEC)
Grid Upgrade Costs
Transmission costs based on 2021 VELCO Long-Range Transmission Plan (Transmission tab)
Distribution costs based on assumed cost of $1 million for exceeding distribution capacity per town
In the future, will account for exceeding distribution capacity per transformer
Orange cells with blue text indicate user inputs
Gray and white cells below "Enter values..." indicate optional user input
Gray cells with orange text indicate automatic calculation
Green cells indicate energy (MWh)
Blue cells indicate capacity (MW)
Yellow cells indicate area (acres)
Orange cells indicate cost ($)
Red highlighted cell indicates a data input error
Orange highlighted cell indicates that the total or a technology Capacity Target exceeds Grid Headroom or Resource Available
Yellow highlighted cell indicates that Capacity Target for a town exceeds the Distribution Headroom for a town

## Constants
Resource | Acres/MW | Capacity Factor | MWh/MW
Solar | 7 | 15% | 1314
Rooftop Solar | 1.5 | 14.5% | 1270.2
Wind | 40 | 22.5% | 1971
Large Wind | 10 | 30% | 2628
Natural Gas | 0.343 | 75% | 6570
Biomass | 6.375 | 70% | 6132
Hydro | 1 | 50% | 4380
Note on B3: [Threaded comment] Your version of Excel allows you to read this threaded comment; however, any edits to it will get removed if the file is opened in a newer version of Excel. Learn more: https://go.microsoft.com/fwlink/?linkid=870924 Comment: Assume ~200 sq ft per 3 kW
Note on C3: [Threaded comment] Your version of Excel allows you to read this threaded comment; however, any edits to it will get removed if the file is opened in a newer version of Excel. Learn more: https://go.microsoft.com/fwlink/?linkid=870924 Comment: VCGI solar potential data
Note on B6: [Threaded comment] Your version of Excel allows you to read this threaded comment; however, any edits to it will get removed if the file is opened in a newer version of Excel. Learn more: https://go.microsoft.com/fwlink/?linkid=870924 Comment: https://docs.wind-watch.org/US-footprints-Strata-2017.pdf
Note on B7: [Threaded comment] Your version of Excel allows you to read this threaded comment; however, any edits to it will get removed if the file is opened in a newer version of Excel. Learn more: https://go.microsoft.com/fwlink/?linkid=870924 Comment: Based on Coventry footprint

## LEAP Targets (hidden)
Scenario | Target Year: 2015 | Target Year: 2016 | Target Year: 2017 | Target Year: 2018 | Target Year: 2019 | Target Year: 2020 | Target Year: 2021 | Target Year: 2022 | Target Year: 2023 | Target Year: 2024 | Target Year: 2025 | Target Year: 2026 | Target Year: 2027 | Target Year: 2028 | Target Year: 2029 | Target Year: 2030 | Target Year: 2031 | Target Year: 2032 | Target Year: 2033 | Target Year: 2034 | Target Year: 2035 | Target Year: 2036 | Target Year: 2037 | Target Year: 2038 | Target Year: 2039 | Target Year: 2040 | Target Year: 2041 | Target Year: 2042 | Target Year: 2043 | Target Year: 2044 | Target Year: 2045 | Target Year: 2046 | Target Year: 2047 | Target Year: 2048 | Target Year: 2049 | Target Year: 2050
Baseline | 5527327.9564 | 5520504.0352 | 5437663.2184 | 5549722.6457 | 5453490.3534 | 5532313.6761 | 5528803.1097 | 5543073.4245 | 5556972.9041 | 5586079.4057 | 5602256.3418 | 5628577.9353 | 5650499.5997 | 5682922.2219 | 5728090.4685 | 5754709.6927 | 5783042.8138 | 5827856.1822 | 5852524.6518 | 5882780.3031 | 5921189.8743 | 5974593.3031 | 6031309.3906 | 6088035.1512 | 6138306.7726 | 6209890.0929 | 6269149.7009 | 6330884.143 | 6376309.0142 | 6442446.9084 | 6498385.3097 | 6553956.6914 | 6617947.7789 | 6679023.5041 | 6740646.976 | 6804621.0874
CAP Mitigation Pathway | 5527327.9564 | 5520504.0352 | 5437663.2184 | 5549722.6457 | 5453490.3534 | 5532392.8595 | 5566008.6323 | 5697267.7772 | 5842586.1695 | 6013438.6659 | 6182194.5586 | 6386655.5818 | 6596046.2099 | 6856712.0918 | 7152141.4434 | 7435631.6297 | 7750299.4587 | 8111649.1056 | 8440213.2228 | 8798421.5087 | 9154867.6731 | 9520506.1609 | 9871192.5492 | 10184102.4995 | 10468220.8806 | 10731860.3261 | 10914333.7415 | 11087396.2775 | 11230045.8229 | 11389722.0669 | 11510423.5484 | 11599917.1152 | 11694538.1262 | 11779748.0287 | 11857698.3487 | 11943816.4641

## VCGI Rooftop Solar (hidden)
|  |  | Min |  |  |  | 0 | 0 | 0 | 0 | 0 | 0 | 0 | 0 | 0 | 9386.9209 | 3811960.4419 | 0.12987
|  |  | Avg |  |  |  | 1008.582 | 125505.3984 | 31.013 | 105.8947 | 132162.3398 | 111.4866 | 0.13705 | 18185.5273 | 15.3406 | 42781.8272 | 97260414.7706 | 0.14461
|  |  | Max |  |  |  | 5797 | 1092420 | 269.9424 | 255.739 | 1154020 | 272.354 | 0.13806 | 158793 | 37.4759 | 81013.3364 | 191537530.1544 | 0.15562
FID | FIPS6 | TOWNNAME | TOWNNAMEMC | CNTY | TOWNGEOID | Shape_Leng | NumRooftop | AreaRoofto (sq m) | AreaRoofto (acres) | AvgAreaRoo (sq m) | Rooftop_AS (radiation potential, MWh) | AvgRooftop (radiation potential, MWh) | SumElecPro/ Rooftop_AS | SumElecPro (MWh) | AvgElecPro (MWh) | SHAPE_Length | SHAPE_Area | SumElecPro (MWh)/ AreaRoofto (sq m)
113 | 1005 | ADDISON | Addison | 1 | 5000100325 | 48458.6099 | 1013 | 164643 | 40.6841 | 162.53 | 175286 | 173.037 | 13.76% | 24119 | 23.8099 | 48458.6099 | 126776511.6352 | 0.14649
39 | 19005 | ALBANY | Albany | 19 | 5001900475 | 40183.4233 | 611 | 55686 | 13.7603 | 91.1391 | 59268 | 97.0023 | 13.76% | 8155 | 13.3475 | 40183.4233 | 100957172.0746 | 0.14645
6 | 13005 | ALBURGH | Alburgh | 13 | 5001300860 | 55791.5421 | 1373 | 137460 | 33.9671 | 100.117 | 142533 | 103.811 | 13.76% | 19613 | 14.2845 | 55791.5421 | 123041222.6987 | 0.14268
156 | 27005 | ANDOVER | Andover | 27 | 5002701300 | 37746.6367 | 398 | 29692 | 7.337 | 74.603 | 31468 | 79.0644 | 13.76% | 4330 | 10.8793 | 37746.6367 | 74881956.6371 | 0.14583
171 | 3005 | ARLINGTON | Arlington | 3 | 5000301450 | 41889.16 | 1152 | 133541 | 32.9986 | 115.921 | 140572 | 122.024 | 13.76% | 19343 | 16.7905 | 41889.16 | 109369692.6737 | 0.14485
236 | 25005 | ATHENS | Athens | 25 | 5002501900 | 29536.256 | 147 | 9359 | 2.3127 | 63.6667 | 9564 | 65.0589 | 13.76% | 1316 | 8.9521 | 29536.256 | 36767571.1639 | 0.14061
8 | 9005 | AVERILL | Averill | 9 | 5000902125 | 39794.7676 | 67 | 3798 | 0.9385 | 56.6866 | 3939 | 58.7957 | 13.76% | 542 | 8.0903 | 39794.7676 | 98589185.0391 | 0.14271
14 | 9010 | AVERYS GORE | Avery's Gore | 9 | 5000902162 | 30643.4707 | 1 | 41 | 0.010131 | 41 | 44 | 43.5548 | 13.64% | 6 | 5.9931 | 30643.4707 | 47292690.0292 | 0.14634
32 | 11010 | BAKERSFIELD | Bakersfield | 11 | 5001102500 | 50169.3719 | 694 | 65143 | 16.0972 | 93.866 | 68908 | 99.2912 | 13.76% | 9482 | 13.6625 | 50169.3719 | 109203744.1777 | 0.14556
227 | 27011 | BALTIMORE | Baltimore | 27 | 5002702575 | 15861.0996 | 98 | 7250 | 1.7915 | 73.9796 | 7501 | 76.5421 | 13.76% | 1032 | 10.5322 | 15861.0996 | 12336838.3225 | 0.14234
138 | 27015 | BARNARD | Barnard | 27 | 5002702725 | 44904.8939 | 641 | 49432 | 12.2149 | 77.117 | 51723 | 80.6914 | 13.76% | 7117 | 11.1031 | 44904.8939 | 125012343.4007 | 0.14398
83 | 5005 | BARNET | Barnet | 5 | 5000502875 | 52090.1799 | 1040 | 93975 | 23.2217 | 90.3606 | 98993 | 95.1856 | 13.76% | 13621 | 13.0975 | 52090.1799 | 112812207.6778 | 0.14494
104 | 23005 | BARRE CITY | Barre City | 23 | 5002303175 | 17269.4706 | 2072 | 310101 | 76.6275 | 149.663 | 329199 | 158.88 | 13.76% | 45298 | 21.8619 | 17269.4706 | 10411303.3859 | 0.14607
101 | 23010 | BARRE TOWN | Barre Town | 23 | 5002303250 | 52735.1972 | 3321 | 410475 | 101.4304 | 123.6 | 439273 | 132.271 | 13.76% | 60444 | 18.2005 | 52735.1972 | 79590215.7653 | 0.14725
45 | 19010 | BARTON | Barton | 19 | 5001903550 | 47446.3388 | 1394 | 173106 | 42.7754 | 124.179 | 185122 | 132.799 | 13.76% | 25473 | 18.2732 | 47446.3388 | 114883657.1386 | 0.14715
37 | 15005 | BELVIDERE | Belvidere | 15 | 5001504375 | 38042.7487 | 166 | 11283 | 2.7881 | 67.9699 | 11783 | 70.9843 | 13.76% | 1621 | 9.7674 | 38042.7487 | 92349428.7663 | 0.14367
183 | 3010 | BENNINGTON | Bennington | 3 | 5000304825 | 42283.6005 | 4458 | 685181 | 169.3117 | 153.697 | 730236 | 163.803 | 13.76% | 100480 | 22.5394 | 42283.6005 | 109467845.2681 | 0.14665
139 | 21005 | BENSON | Benson | 21 | 5002105200 | 45082.1057 | 670 | 73823 | 18.242 | 110.184 | 77802 | 116.122 | 13.76% | 10706 | 15.9784 | 45082.1057 | 117483497.5138 | 0.14502
3 | 11015 | BERKSHIRE | Berkshire | 11 | 5001105425 | 42302.4944 | 936 | 162403 | 40.1306 | 173.507 | 173412 | 185.269 | 13.76% | 23861 | 25.493 | 42302.4944 | 108545763.7058 | 0.14692
99 | 23015 | BERLIN | Berlin | 23 | 5002305650 | 43158.4238 | 1330 | 283181 | 69.9754 | 212.918 | 304418 | 228.885 | 13.76% | 41888 | 31.4946 | 43158.4238 | 95093024.5423 | 0.14792
130 | 27020 | BETHEL | Bethel | 27 | 5002705800 | 43779.9008 | 900 | 99007 | 24.4651 | 110.008 | 103612 | 115.124 | 13.76% | 14257 | 15.8411 | 43779.9008 | 118502491.4538 | 0.144
28 | 9015 | BLOOMFIELD | Bloomfield | 9 | 5000906325 | 42802.712 | 193 | 15583 | 3.8506 | 80.7409 | 16473 | 85.3515 | 13.76% | 2267 | 11.7444 | 42802.712 | 104215530.7161 | 0.14548
79 | 7005 | BOLTON | Bolton | 7 | 5000706550 | 48743.768 | 373 | 34059 | 8.4161 | 91.311 | 35561 | 95.3381 | 13.76% | 4893 | 13.1185 | 48743.768 | 109193887.4403 | 0.14366
219 | 17005 | BRADFORD | Bradford | 17 | 5001707375 | 44573.6187 | 1196 | 155705 | 38.4755 | 130.188 | 163730 | 136.898 | 13.76% | 22529 | 18.8372 | 44573.6187 | 77299603.4729 | 0.14469
210 | 17010 | BRAINTREE | Braintree | 17 | 5001707600 | 41523.1008 | 623 | 52974 | 13.0901 | 85.0305 | 55430 | 88.9734 | 13.76% | 7627 | 12.2427 | 41523.1008 | 99837216.9232 | 0.14398
248 | 21010 | BRANDON | Brandon | 21 | 5002107750 | 42808.2738 | 1650 | 189171 | 46.7451 | 114.649 | 196762 | 119.25 | 13.76% | 27074 | 16.4088 | 42808.2738 | 103491845.6157 | 0.14312
188 | 25010 | BRATTLEBORO | Brattleboro | 25 | 5002507900 | 40217.2715 | 3062 | 658972 | 162.8353 | 215.21 | 692861 | 226.277 | 13.76% | 95338 | 31.1357 | 40217.2715 | 84569334.1774 | 0.14468
142 | 27025 | BRIDGEWATER | Bridgewater | 27 | 5002708275 | 45900.3665 | 494 | 45714 | 11.2962 | 92.5385 | 47699 | 96.5563 | 13.76% | 6563 | 13.2861 | 45900.3665 | 128500178.3728 | 0.14357
119 | 1010 | BRIDPORT | Bridport | 1 | 5000108575 | 44416.9383 | 853 | 144091 | 35.6056 | 168.923 | 153219 | 179.624 | 13.76% | 21083 | 24.7163 | 44416.9383 | 119957420.112 | 0.14632
29 | 9020 | BRIGHTON | Brighton | 9 | 5000908725 | 48133.163 | 751 | 69203 | 17.1004 | 92.1478 | 74367 | 99.0234 | 13.76% | 10233 | 13.6256 | 48133.163 | 140748545.0482 | 0.14787
105 | 1015 | BRISTOL | Bristol | 1 | 5000109025 | 51862.8776 | 1409 | 156104 | 38.5741 | 110.791 | 166101 | 117.886 | 13.76% | 22855 | 16.2211 | 51862.8776 | 106722088.1596 | 0.14641
218 | 17015 | BROOKFIELD | Brookfield | 17 | 5001709325 | 43324.4824 | 770 | 70924 | 17.5257 | 92.1091 | 74849 | 97.2066 | 13.76% | 10299 | 13.3756 | 43324.4824 | 106819872.9857 | 0.14521
174 | 25015 | BROOKLINE | Brookline | 25 | 5002509475 | 34118.8276 | 208 | 14923 | 3.6875 | 71.7452 | 15052 | 72.365 | 13.76% | 2071 | 9.9574 | 34118.8276 | 33566339.443 | 0.13878
26 | 19015 | BROWNINGTON | Brownington | 19 | 5001909850 | 35879.9586 | 615 | 54475 | 13.461 | 88.5772 | 58776 | 95.5704 | 13.76% | 8088 | 13.1505 | 35879.9586 | 73447021.879 | 0.14847
36 | 9025 | BRUNSWICK | Brunswick | 9 | 5000910075 | 45991.6527 | 75 | 9454 | 2.3361 | 126.053 | 9792 | 130.564 | 13.76% | 1347 | 17.9655 | 45991.6527 | 64872284.8847 | 0.14248
102 | 7010 | BUELS GORE | Buels Gore | 7 | 5000710300 | 18648.5418 | 7 | 308 | 0.076108 | 44 | 292 | 41.7197 | 13.7% | 40 | 5.7406 | 18648.5418 | 12956149.246 | 0.12987
56 | 5010 | BURKE | Burke | 5 | 5000510450 | 40471.9287 | 948 | 83450 | 20.6209 | 88.0274 | 87935 | 92.7585 | 13.76% | 12100 | 12.7636 | 40471.9287 | 87283786.4269 | 0.145
209 | 7015 | BURLINGTON | Burlington | 7 | 5000710675 | 37828.0749 | 5797 | 940505 | 232.4035 | 162.24 | 975182 | 168.222 | 13.76% | 134185 | 23.1473 | 37828.0749 | 39752390.1819 | 0.14267
202 | 23020 | CABOT | Cabot | 23 | 5002311125 | 41985.8831 | 814 | 88238 | 21.8041 | 108.4 | 95547 | 117.379 | 13.76% | 13147 | 16.1514 | 41985.8831 | 99482369.3934 | 0.14899
81 | 23025 | CALAIS | Calais | 23 | 5002311350 | 40239.3348 | 760 | 62659 | 15.4834 | 82.4461 | 65575 | 86.2835 | 13.76% | 9023 | 11.8726 | 40239.3348 | 99841774.8258 | 0.144
51 | 15010 | CAMBRIDGE | Cambridge | 15 | 5001511500 | 56100.8849 | 1636 | 180970 | 44.7186 | 110.617 | 189461 | 115.807 | 13.76% | 26070 | 15.9351 | 56100.8849 | 164353908.2064 | 0.14406
1 | 9030 | CANAAN | Canaan | 9 | 5000911800 | 63085.3663 | 588 | 94460 | 23.3415 | 160.646 | 102770 | 174.779 | 13.76% | 14141 | 24.0496 | 63085.3663 | 86133926.423 | 0.1497
246 | 21015 | CASTLETON | Castleton | 21 | 5002111950 | 42346.1446 | 1730 | 189691 | 46.8736 | 109.648 | 196939 | 113.837 | 13.76% | 27099 | 15.664 | 42346.1446 | 109797490.8901 | 0.14286
226 | 27030 | CAVENDISH | Cavendish | 27 | 5002712250 | 40664.4219 | 801 | 74964 | 18.524 | 93.588 | 78266 | 97.7098 | 13.76% | 10769 | 13.4449 | 40664.4219 | 102614148.0166 | 0.14366
24 | 19020 | CHARLESTON | Charleston | 19 | 5001913150 | 42716.5006 | 677 | 68840 | 17.0107 | 101.684 | 74127 | 109.493 | 13.76% | 10200 | 15.0662 | 42716.5006 | 99805182.566 | 0.14817
87 | 7020 | CHARLOTTE | Charlotte | 7 | 5000713300 | 45660.6205 | 1737 | 192643 | 47.603 | 110.906 | 198233 | 114.124 | 13.76% | 27277 | 15.7034 | 45660.6205 | 130472780.5365 | 0.14159
116 | 17020 | CHELSEA | Chelsea | 17 | 5001713525 | 43889.9784 | 798 | 70958 | 17.5341 | 88.9198 | 75192 | 94.2259 | 13.76% | 10346 | 12.9655 | 43889.9784 | 103821733.6662 | 0.1458
225 | 27035 | CHESTER | Chester | 27 | 5002713675 | 48723.1536 | 1473 | 142045 | 35.1 | 96.4324 | 146565 | 99.5009 | 13.76% | 20167 | 13.6913 | 48723.1536 | 144952850.486 | 0.14198
243 | 21020 | CHITTENDEN | Chittenden | 21 | 5002114350 | 57800.3233 | 628 | 51090 | 12.6246 | 81.3535 | 52720 | 83.9489 | 13.76% | 7254 | 11.5514 | 57800.3233 | 191537530.1544 | 0.14198
254 | 21025 | CLARENDON | Clarendon | 21 | 5002114500 | 38769.0905 | 1239 | 171860 | 42.4675 | 138.709 | 182011 | 146.901 | 13.76% | 25045 | 20.2136 | 38769.0905 | 81592760.5259 | 0.14573
199 | 7025 | COLCHESTER | Colchester | 7 | 5000714875 | 68239.7812 | 4473 | 716885 | 177.1459 | 160.269 | 743777 | 166.282 | 13.76% | 102344 | 22.8803 | 68239.7812 | 156466204.27 | 0.14276
76 | 9035 | CONCORD | Concord | 9 | 5000915250 | 53349.9112 | 621 | 46226 | 11.4227 | 74.438 | 48272 | 77.7333 | 13.76% | 6642 | 10.6961 | 53349.9112 | 138369930.1695 | 0.14369
114 | 17025 | CORINTH | Corinth | 17 | 5001715700 | 45062.736 | 854 | 66696 | 16.4809 | 78.0984 | 70047 | 82.0221 | 13.76% | 9638 | 11.2862 | 45062.736 | 125220680.3948 | 0.14451
120 | 1020 | CORNWALL | Cornwall | 1 | 5000116000 | 36536.6589 | 723 | 76568 | 18.9203 | 105.903 | 79758 | 110.316 | 13.76% | 10975 | 15.1795 | 36536.6589 | 74424823.2655 | 0.14334
231 | 19025 | COVENTRY | Coventry | 19 | 5001916150 | 34357.9442 | 667 | 90541 | 22.3731 | 135.744 | 97193 | 145.717 | 13.76% | 13374 | 20.0507 | 34357.9442 | 72029981.8582 | 0.14771
50 | 19030 | CRAFTSBURY | Craftsbury | 19 | 5001916300 | 40426.3232 | 766 | 87188 | 21.5446 | 113.822 | 93514 | 122.081 | 13.76% | 12868 | 16.7983 | 40426.3232 | 102452193.6743 | 0.14759
153 | 21030 | DANBY | Danby | 21 | 5002116825 | 41329.5386 | 783 | 67633 | 16.7125 | 86.3768 | 70845 | 90.4784 | 13.76% | 9748 | 12.4498 | 41329.5386 | 107936081.0498 | 0.14413
200 | 5015 | DANVILLE | Danville | 5 | 5000517125 | 55751.5058 | 1460 | 148195 | 36.6197 | 101.503 | 160421 | 109.877 | 13.76% | 22074 | 15.1191 | 55751.5058 | 158049710.8082 | 0.14895
230 | 19035 | DERBY | Derby | 19 | 5001917350 | 64555.1622 | 2404 | 339724 | 83.9475 | 141.316 | 365900 | 152.205 | 13.76% | 50348 | 20.9434 | 64555.1622 | 148529803.6094 | 0.1482
159 | 3015 | DORSET | Dorset | 3 | 5000317725 | 45443.7228 | 1519 | 178346 | 44.0702 | 117.41 | 189741 | 124.912 | 13.76% | 26108 | 17.1878 | 45443.7228 | 123025408.0219 | 0.14639
181 | 25020 | DOVER | Dover | 25 | 5002517875 | 40205.8135 | 1702 | 183292 | 45.2924 | 107.692 | 196596 | 115.509 | 13.76% | 27052 | 15.894 | 40205.8135 | 92863621.3218 | 0.14759
182 | 25025 | DUMMERSTON | Dummerston | 25 | 5002518325 | 40034.3257 | 738 | 79707 | 19.696 | 108.004 | 81681 | 110.678 | 13.76% | 11239 | 15.2294 | 40034.3257 | 80110181.8898 | 0.141
86 | 23030 | DUXBURY | Duxbury | 23 | 5002318550 | 43510.8038 | 501 | 49816 | 12.3098 | 99.4331 | 51774 | 103.341 | 13.76% | 7124 | 14.2197 | 43510.8038 | 111810254.9308 | 0.14301
49 | 9040 | EAST HAVEN | East Haven | 9 | 5000921250 | 39249.1089 | 168 | 13588 | 3.3577 | 80.881 | 14434 | 85.916 | 13.76% | 1986 | 11.822 | 39249.1089 | 96599833.0787 | 0.14616
91 | 23035 | EAST MONTPELIER | East Montpelier | 23 | 5002321925 | 40210.7777 | 1284 | 163675 | 40.4449 | 127.473 | 174290 | 135.74 | 13.76% | 23982 | 18.6778 | 40210.7777 | 82888349.1665 | 0.14652
197 | 15015 | EDEN | Eden | 15 | 5001523500 | 53912.6908 | 649 | 48560 | 11.9994 | 74.8228 | 51241 | 78.9534 | 13.76% | 7051 | 10.864 | 53912.6908 | 165499436.9087 | 0.1452
70 | 15020 | ELMORE | Elmore | 15 | 5001523725 | 40653.7544 | 460 | 36418 | 8.9991 | 79.1696 | 38024 | 82.6605 | 13.76% | 5232 | 11.3741 | 40653.7544 | 102301502.8215 | 0.14367
22 | 11020 | ENOSBURGH | Enosburgh | 11 | 5001124050 | 46761.9833 | 1358 | 185713 | 45.8906 | 136.755 | 198506 | 146.175 | 13.76% | 27314 | 20.1137 | 46761.9833 | 124580883.2499 | 0.14708
212 | 7030 | ESSEX | Essex | 7 | 5000724175 | 49205.3796 | 3014 | 541278 | 133.7525 | 179.588 | 567321 | 188.228 | 13.76% | 78063 | 25.9002 | 49205.3796 | 90059459.2863 | 0.14422
256 | 0 | ESSEX JUNCTION | Essex Junction | 7 |  | 17730.4073 | 2411 | 426491 | 105.3881 | 176.894 | 446216 | 185.075 | 13.76% | 61399 | 25.4664 | 17730.4073 | 12034948.9193 | 0.14396
144 | 21035 | FAIR HAVEN | Fair Haven | 21 | 5002125375 | 37027.3392 | 963 | 104096 | 25.7226 | 108.096 | 108602 | 112.775 | 13.76% | 14944 | 15.5178 | 37027.3392 | 47170340.295 | 0.14356
42 | 11025 | FAIRFAX | Fairfax | 11 | 5001124925 | 46170.7286 | 1908 | 194580 | 48.0817 | 101.981 | 204512 | 107.186 | 13.76% | 28141 | 14.7488 | 46170.7286 | 104431145.7092 | 0.14462
27 | 11030 | FAIRFIELD | Fairfield | 11 | 5001125225 | 64524.2902 | 1112 | 153503 | 37.9314 | 138.042 | 163688 | 147.202 | 13.76% | 22524 | 20.255 | 64524.2902 | 177142867.2239 | 0.14673
123 | 17030 | FAIRLEE | Fairlee | 17 | 5001725675 | 34170.5366 | 563 | 89847 | 22.2016 | 159.586 | 92969 | 165.132 | 13.76% | 12793 | 22.7222 | 34170.5366 | 54435808.8386 | 0.14239
98 | 23040 | FAYSTON | Fayston | 23 | 5002325825 | 41780.6544 | 685 | 58811 | 14.5325 | 85.8555 | 61202 | 89.3456 | 13.76% | 8421 | 12.294 | 41780.6544 | 94571698.4939 | 0.14319
35 | 9045 | FERDINAND | Ferdinand | 9 | 5000925975 | 55273.121 | 30 | 3179 | 0.78555 | 105.967 | 3402 | 113.408 | 13.76% | 468 | 15.605 | 55273.121 | 137488290.2927 | 0.14722
100 | 1025 | FERRISBURGH | Ferrisburgh | 1 | 5000126300 | 59759.2897 | 1687 | 217778 | 53.814 | 129.092 | 228329 | 135.346 | 13.76% | 31418 | 18.6237 | 59759.2897 | 158603750.104 | 0.14427
44 | 11035 | FLETCHER | Fletcher | 11 | 5001126500 | 51334.1535 | 669 | 64067 | 15.8313 | 95.7653 | 67419 | 100.776 | 13.76% | 9277 | 13.8667 | 51334.1535 | 99950023.3753 | 0.1448
2 | 11040 | FRANKLIN | Franklin | 11 | 5001127100 | 42591.2568 | 915 | 113044 | 27.9337 | 123.545 | 119364 | 130.453 | 13.76% | 16425 | 17.9503 | 42591.2568 | 105852919.5719 | 0.1453
38 | 11045 | GEORGIA | Georgia | 11 | 5001127700 | 47293.6655 | 1879 | 254499 | 62.888 | 135.444 | 267187 | 142.196 | 13.76% | 36765 | 19.5662 | 47293.6655 | 117203510.9254 | 0.14446
177 | 3018 | GLASTENBURY | Glastenbury | 3 | 5000327962 | 43129.6141 | 7 | 495 | 0.12232 | 70.7143 | 527 | 75.2195 | 13.66% | 72 | 10.3502 | 43129.6141 | 115029772.8884 | 0.14545
47 | 19040 | GLOVER | Glover | 19 | 5001928075 | 39905.803 | 694 | 69842 | 17.2583 | 100.637 | 74490 | 107.334 | 13.76% | 10250 | 14.7692 | 39905.803 | 99792938.4699 | 0.14676
240 | 1030 | GOSHEN | Goshen | 1 | 5000128600 | 37037.7694 | 130 | 9984 | 2.4671 | 76.8 | 10520 | 80.9267 | 13.76% | 1448 | 11.1355 | 37037.7694 | 53723389.4541 | 0.14503
163 | 25030 | GRAFTON | Grafton | 25 | 5002528900 | 42942.9161 | 436 | 41663 | 10.2951 | 95.5573 | 43156 | 98.9816 | 13.76% | 5938 | 13.6199 | 42942.9161 | 98855820.6277 | 0.14252
54 | 9050 | GRANBY | Granby | 9 | 5000929125 | 40079.1862 | 60 | 4803 | 1.1868 | 80.05 | 5164 | 86.0585 | 13.75% | 710 | 11.8417 | 40079.1862 | 100535554.921 | 0.14782
40 | 13010 | GRAND ISLE | Grand Isle | 13 | 5001329275 | 42391.9896 | 1227 | 129871 | 32.0918 | 105.844 | 135833 | 110.703 | 13.76% | 18691 | 15.2327 | 42391.9896 | 90668008.9542 | 0.14392
237 | 1035 | GRANVILLE | Granville | 1 | 5000129575 | 46977.6503 | 202 | 14214 | 3.5124 | 70.3663 | 14956 | 74.0404 | 13.76% | 2058 | 10.188 | 46977.6503 | 132031155.9836 | 0.14479
55 | 19045 | GREENSBORO | Greensboro | 19 | 5001930175 | 40376.5527 | 728 | 78722 | 19.4526 | 108.135 | 84013 | 115.403 | 13.76% | 11560 | 15.8794 | 40376.5527 | 102430049.35 | 0.14685
95 | 5020 | GROTON | Groton | 5 | 5000530550 | 48663.1601 | 573 | 46048 | 11.3787 | 80.363 | 48502 | 84.6464 | 13.76% | 6674 | 11.6473 | 48663.1601 | 142520770.3415 | 0.14494
62 | 9055 | GUILDHALL | Guildhall | 9 | 5000930775 | 46527.8916 | 192 | 20345 | 5.0274 | 105.964 | 21582 | 112.407 | 13.76% | 2970 | 15.4671 | 46527.8916 | 85355022.2581 | 0.14598
194 | 25035 | GUILFORD | Guilford | 25 | 5002530925 | 40554.0896 | 875 | 71577 | 17.687 | 81.8023 | 72929 | 83.3478 | 13.76% | 10035 | 11.4687 | 40554.0896 | 102738914.3376 | 0.1402
193 | 25040 | HALIFAX | Halifax | 25 | 5002531150 | 40700.0545 | 448 | 36604 | 9.045 | 81.7054 | 38796 | 86.5986 | 13.76% | 5338 | 11.916 | 40700.0545 | 103066245.9148 | 0.14583
124 | 1040 | HANCOCK | Hancock | 1 | 5000131525 | 47182.6346 | 187 | 22029 | 5.4435 | 117.802 | 23316 | 124.685 | 13.76% | 3208 | 17.1566 | 47182.6346 | 99942615.6941 | 0.14563
66 | 5025 | HARDWICK | Hardwick | 5 | 5000531825 | 40120.6502 | 1405 | 159605 | 39.4392 | 113.598 | 170448 | 121.315 | 13.76% | 23454 | 16.6929 | 40120.6502 | 100122404.0622 | 0.14695
140 | 27040 | HARTFORD | Hartford | 27 | 5002732275 | 45372.1503 | 3819 | 499778 | 123.4976 | 130.866 | 521266 | 136.493 | 13.76% | 71726 | 18.7814 | 45372.1503 | 119086944.1951 | 0.14352
145 | 27045 | HARTLAND | Hartland | 27 | 5002732425 | 47226.419 | 1528 | 134395 | 33.2097 | 87.9548 | 138451 | 90.6091 | 13.76% | 19051 | 12.4678 | 47226.419 | 117796115.6658 | 0.14175
4 | 11050 | HIGHGATE | Highgate | 11 | 5001133025 | 57367.8405 | 1843 | 253779 | 62.7101 | 137.699 | 265649 | 144.14 | 13.76% | 36553 | 19.8336 | 57367.8405 | 155573562.4652 | 0.14403
205 | 7035 | HINESBURG | Hinesburg | 7 | 5000733475 | 41481.0572 | 1451 | 159171 | 39.3319 | 109.697 | 165456 | 114.029 | 13.76% | 22767 | 15.6904 | 41481.0572 | 102784373.0643 | 0.14303
9 | 19050 | HOLLAND | Holland | 19 | 5001933775 | 40818.3626 | 433 | 61747 | 15.258 | 142.603 | 67650 | 156.236 | 13.76% | 9309 | 21.498 | 40818.3626 | 100189636.162 | 0.15076
245 | 21040 | HUBBARDTON | Hubbardton | 21 | 5002134450 | 34836.6619 | 364 | 24725 | 6.1097 | 67.9258 | 25084 | 68.9112 | 13.76% | 3452 | 9.4822 | 34836.6619 | 74037624.5857 | 0.13962
88 | 7040 | HUNTINGTON | Huntington | 7 | 5000734600 | 46947.996 | 768 | 61830 | 15.2785 | 80.5078 | 63788 | 83.0576 | 13.76% | 8777 | 11.4287 | 46947.996 | 99255522.8626 | 0.14195
64 | 15025 | HYDE PARK | Hyde Park | 15 | 5001535050 | 43667.1529 | 1399 | 153180 | 37.8515 | 109.492 | 161804 | 115.657 | 13.76% | 22264 | 15.9144 | 43667.1529 | 101059618.3516 | 0.14535
247 | 21045 | IRA | Ira | 21 | 5002135425 | 39941.2886 | 229 | 19927 | 4.9241 | 87.0175 | 20705 | 90.4142 | 13.76% | 2849 | 12.441 | 39941.2886 | 57676859.1613 | 0.14297
30 | 19055 | IRASBURG | Irasburg | 19 | 5001935575 | 41392.6017 | 766 | 120841 | 29.8604 | 157.756 | 130052 | 169.781 | 13.76% | 17895 | 23.3619 | 41392.6017 | 104988421.1229 | 0.14809
13 | 13015 | ISLE LA MOTTE | Isle La Motte | 13 | 5001335875 | 37271.888 | 514 | 42939 | 10.6104 | 83.5389 | 43866 | 85.3427 | 13.76% | 6036 | 11.7431 | 37271.888 | 47763644.1429 | 0.14057
168 | 25045 | JAMAICA | Jamaica | 25 | 5002536175 | 45903.5576 | 640 | 45761 | 11.3078 | 71.5016 | 46832 | 73.1745 | 13.76% | 6444 | 10.0688 | 45903.5576 | 128162202.3237 | 0.14082
10 | 19060 | JAY | Jay | 19 | 5001936325 | 37738.2948 | 465 | 65135 | 16.0952 | 140.075 | 70379 | 151.353 | 13.76% | 9684 | 20.8261 | 37738.2948 | 87962933.2074 | 0.14868
74 | 7045 | JERICHO | Jericho | 7 | 5000736700 | 41038.8612 | 2016 | 218429 | 53.9749 | 108.348 | 228610 | 113.398 | 13.76% | 31457 | 15.6035 | 41038.8612 | 92167329.8596 | 0.14401
58 | 15030 | JOHNSON | Johnson | 15 | 5001537075 | 47120.2865 | 1206 | 131933 | 32.6013 | 109.397 | 138150 | 114.553 | 13.76% | 19010 | 15.7624 | 47120.2865 | 118351877.6934 | 0.14409
141 | 21047 | KILLINGTON | Killington | 21 | 5002137685 | 50594.622 | 1054 | 137276 | 33.9216 | 130.243 | 145751 | 138.284 | 13.76% | 20055 | 19.0278 | 50594.622 | 123268045.7278 | 0.14609
68 | 5030 | KIRBY | Kirby | 5 | 5000537900 | 35919.3016 | 289 | 25335 | 6.2604 | 87.6644 | 26906 | 93.1002 | 13.76% | 3702 | 12.8106 | 35919.3016 | 64086853.3746 | 0.14612
161 | 3020 | LANDGROVE | Landgrove | 3 | 5000339025 | 28795.9017 | 168 | 14397 | 3.5576 | 85.6964 | 15101 | 89.8876 | 13.76% | 2078 | 12.3685 | 28795.9017 | 23036308.583 | 0.14434
242 | 1045 | LEICESTER | Leicester | 1 | 5000139325 | 32704.4625 | 524 | 42495 | 10.5007 | 81.0973 | 44028 | 84.0236 | 13.76% | 6058 | 11.5616 | 32704.4625 | 56385095.8179 | 0.14256
12 | 9060 | LEMINGTON | Lemington | 9 | 5000939700 | 43895.0669 | 98 | 8893 | 2.1975 | 90.7449 | 9449 | 96.418 | 13.76% | 1300 | 13.2671 | 43895.0669 | 91740325.6951 | 0.14618
19 | 9065 | LEWIS | Lewis | 9 | 5000939775 | 40392.5599 | 3 | 122 | 0.030147 | 40.6667 | 117 | 38.8976 | 13.68% | 16 | 5.3523 | 40392.5599 | 101060097.7208 | 0.13115
111 | 1050 | LINCOLN | Lincoln | 1 | 5000140075 | 47935.5114 | 669 | 52314 | 12.9271 | 78.1973 | 55735 | 83.3104 | 13.76% | 7669 | 11.4635 | 47935.5114 | 118620948 | 0.1466
162 | 25050 | LONDONDERRY | Londonderry | 25 | 5002540225 | 41975.7795 | 1164 | 109498 | 27.0575 | 94.0704 | 114152 | 98.0692 | 13.76% | 15707 | 13.4943 | 41975.7795 | 93149632.5081 | 0.14345
31 | 19065 | LOWELL | Lowell | 19 | 5001940525 | 52416.9709 | 527 | 49920 | 12.3355 | 94.7249 | 53511 | 101.54 | 13.76% | 7363 | 13.9719 | 52416.9709 | 146608540.6469 | 0.1475
255 | 27050 | LUDLOW | Ludlow | 27 | 5002741275 | 42206.4291 | 1711 | 191983 | 47.44 | 112.205 | 201329 | 117.668 | 13.76% | 27703 | 16.1911 | 42206.4291 | 91365984.8627 | 0.1443
73 | 9070 | LUNENBURG | Lunenburg | 9 | 5000941425 | 50989.808 | 746 | 75109 | 18.5598 | 100.682 | 80689 | 108.163 | 13.76% | 11103 | 14.8832 | 50989.808 | 117730306.9324 | 0.14783
71 | 5035 | LYNDON | Lyndon | 5 | 5000541725 | 40506.0411 | 2330 | 284589 | 70.3234 | 122.141 | 302384 | 129.778 | 13.76% | 41608 | 17.8575 | 40506.0411 | 102812107.5322 | 0.1462
198 | 9075 | MAIDSTONE | Maidstone | 9 | 5000942475 | 58441.6817 | 193 | 17200 | 4.2502 | 89.1192 | 17894 | 92.7143 | 13.76% | 2462 | 12.7575 | 58441.6817 | 83104446.6161 | 0.14314
167 | 3025 | MANCHESTER | Manchester | 3 | 5000342850 | 41786.6727 | 2552 | 339928 | 83.9979 | 133.201 | 361675 | 141.722 | 13.76% | 49767 | 19.501 | 41786.6727 | 108980205.6664 | 0.1464
187 | 25055 | MARLBORO | Marlboro | 25 | 5002543375 | 41070.4692 | 494 | 42421 | 10.4824 | 85.8725 | 44696 | 90.4768 | 13.76% | 6150 | 12.4496 | 41070.4692 | 105473646.9112 | 0.14498
90 | 23045 | MARSHFIELD | Marshfield | 23 | 5002343600 | 44445.5993 | 758 | 69018 | 17.0547 | 91.0528 | 73269 | 96.661 | 13.76% | 10082 | 13.3006 | 44445.5993 | 113239389.2221 | 0.14608
253 | 21050 | MENDON | Mendon | 21 | 5002144125 | 53538.7569 | 565 | 59664 | 14.7433 | 105.6 | 62196 | 110.081 | 13.76% | 8558 | 15.1471 | 53538.7569 | 98443721.1399 | 0.14344
117 | 1055 | MIDDLEBURY | Middlebury | 1 | 5000144350 | 41224.7162 | 2649 | 492232 | 121.633 | 185.818 | 524021 | 197.818 | 13.76% | 72105 | 27.2198 | 41224.7162 | 102618440.8522 | 0.14649
84 | 23050 | MIDDLESEX | Middlesex | 23 | 5002344500 | 46704.8203 | 777 | 81653 | 20.1769 | 105.088 | 85573 | 110.132 | 13.76% | 11775 | 15.1542 | 46704.8203 | 103054812.3667 | 0.14421
223 | 21055 | MIDDLETOWN SPRINGS | Middletown Springs | 21 | 5002144800 | 31619.7476 | 426 | 33196 | 8.2029 | 77.9249 | 34706 | 81.4705 | 13.76% | 4776 | 11.2103 | 31619.7476 | 58813219.2341 | 0.14387
48 | 7050 | MILTON | Milton | 7 | 5000745250 | 54906.1008 | 3413 | 431205 | 106.5529 | 126.342 | 447631 | 131.155 | 13.76% | 61594 | 18.0469 | 54906.1008 | 157909638.6988 | 0.14284
97 | 1060 | MONKTON | Monkton | 1 | 5000145550 | 40092.5549 | 955 | 79050 | 19.5337 | 82.7749 | 82389 | 86.2713 | 13.76% | 11337 | 11.8709 | 40092.5549 | 93934902.1976 | 0.14342
196 | 11055 | MONTGOMERY | Montgomery | 11 | 5001145850 | 51578.4563 | 689 | 57529 | 14.2157 | 83.4964 | 60579 | 87.9227 | 13.76% | 8336 | 12.0982 | 51578.4563 | 146119827.2391 | 0.1449
93 | 23055 | MONTPELIER | Montpelier | 23 | 5002346000 | 27780.0068 | 2144 | 296433 | 73.2501 | 138.262 | 311363 | 145.225 | 13.76% | 42844 | 19.983 | 27780.0068 | 26554069.8704 | 0.14453
92 | 23060 | MORETOWN | Moretown | 23 | 5002346225 | 43633.916 | 705 | 62689 | 15.4908 | 88.9206 | 64464 | 91.4381 | 13.76% | 8870 | 12.5819 | 43633.916 | 103773926.2734 | 0.14149
18 | 19070 | MORGAN | Morgan | 19 | 5001946450 | 45378.2966 | 554 | 49466 | 12.2233 | 89.2888 | 52664 | 95.0607 | 13.76% | 7247 | 13.0803 | 45378.2966 | 88380777.8186 | 0.1465
65 | 15035 | MORRISTOWN | Morristown | 15 | 5001546675 | 59975.0107 | 2316 | 354688 | 87.6452 | 153.147 | 378700 | 163.515 | 13.76% | 52109 | 22.4996 | 59975.0107 | 132851054.7114 | 0.14692
151 | 21060 | MOUNT HOLLY | Mount Holly | 21 | 5002147200 | 48228.8808 | 898 | 65150 | 16.0989 | 72.5501 | 69383 | 77.2637 | 13.76% | 9547 | 10.6315 | 48228.8808 | 129485525.0994 | 0.14654
154 | 21065 | MOUNT TABOR | Mount Tabor | 21 | 5002147425 | 46774.2256 | 114 | 10772 | 2.6618 | 94.4912 | 10970 | 96.2246 | 13.76% | 1509 | 13.2405 | 46774.2256 | 114349657.2413 | 0.14009
108 | 1065 | NEW HAVEN | New Haven | 1 | 5000148700 | 52068.2035 | 1149 | 153787 | 38.0015 | 133.844 | 162803 | 141.691 | 13.76% | 22402 | 19.4967 | 52068.2035 | 107484465.4928 | 0.14567
43 | 5040 | NEWARK | Newark | 5 | 5000547725 | 39280.804 | 393 | 26238 | 6.4835 | 66.7634 | 27964 | 71.1561 | 13.76% | 3848 | 9.7911 | 39280.804 | 96449475.5526 | 0.14666
214 | 17035 | NEWBURY | Newbury | 17 | 5001748175 | 60659.3723 | 1226 | 128385 | 31.7246 | 104.719 | 134500 | 109.706 | 13.76% | 18507 | 15.0955 | 60659.3723 | 166981837.0159 | 0.14415
180 | 25060 | NEWFANE | Newfane | 25 | 5002548400 | 43004.5544 | 657 | 48043 | 11.8717 | 73.1248 | 48678 | 74.0909 | 13.76% | 6698 | 10.1949 | 43004.5544 | 103661069.1925 | 0.13942
232 | 19075 | NEWPORT CITY | Newport City | 19 | 5001948850 | 25838.7587 | 1440 | 224082 | 55.3718 | 155.613 | 239020 | 165.986 | 13.76% | 32889 | 22.8397 | 25838.7587 | 19742345.623 | 0.14677
229 | 19080 | NEWPORT TOWN | Newport Town | 19 | 5001948925 | 52789.328 | 1043 | 118370 | 29.2498 | 113.49 | 126797 | 121.57 | 13.76% | 17447 | 16.728 | 52789.328 | 112732755.8415 | 0.14739
21 | 13020 | NORTH HERO | North Hero | 13 | 5001350650 | 55473.7486 | 865 | 82495 | 20.3849 | 95.3699 | 83985 | 97.0926 | 13.76% | 11556 | 13.3599 | 55473.7486 | 119147806.7563 | 0.14008
233 | 23065 | NORTHFIELD | Northfield | 23 | 5002350275 | 47045.4942 | 1608 | 183693 | 45.3915 | 114.237 | 192274 | 119.573 | 13.76% | 26457 | 16.4533 | 47045.4942 | 115909985.8685 | 0.14403
7 | 9080 | NORTON | Norton | 9 | 5000952750 | 43902.6791 | 195 | 20770 | 5.1324 | 106.513 | 22570 | 115.746 | 13.76% | 3106 | 15.9266 | 43902.6791 | 100482148.0535 | 0.14954
137 | 27055 | NORWICH | Norwich | 27 | 5002752900 | 46106.0805 | 1365 | 127269 | 31.4488 | 93.2374 | 130589 | 95.6695 | 13.76% | 17969 | 13.1641 | 46106.0805 | 115819850.9294 | 0.14119
103 | 17040 | ORANGE | Orange | 17 | 5001753425 | 40571.6688 | 579 | 46739 | 11.5494 | 80.7237 | 50031 | 86.4097 | 13.76% | 6884 | 11.89 | 40571.6688 | 100903458.5578 | 0.14729
133 | 1070 | ORWELL | Orwell | 1 | 5000153725 | 47182.9345 | 906 | 110793 | 27.3775 | 122.288 | 116253 | 128.314 | 13.76% | 15996 | 17.6561 | 47182.9345 | 128785301.7582 | 0.14438
109 | 1075 | PANTON | Panton | 1 | 5000153950 | 35471.7795 | 425 | 72235 | 17.8496 | 169.965 | 76163 | 179.208 | 13.76% | 10480 | 24.659 | 35471.7795 | 57071356.9927 | 0.14508
152 | 21070 | PAWLET | Pawlet | 21 | 5002154250 | 42319.8461 | 977 | 109272 | 27.0017 | 111.844 | 115960 | 118.69 | 13.76% | 15956 | 16.3317 | 42319.8461 | 111447198.8138 | 0.14602
85 | 5045 | PEACHAM | Peacham | 5 | 5000554400 | 48153.0744 | 530 | 53810 | 13.2967 | 101.528 | 57164 | 107.857 | 13.76% | 7866 | 14.8411 | 48153.0744 | 123601606.5749 | 0.14618
160 | 3030 | PERU | Peru | 3 | 5000355000 | 39582.521 | 438 | 39297 | 9.7105 | 89.7192 | 42524 | 97.0862 | 13.76% | 5851 | 13.3591 | 39582.521 | 97088203.4673 | 0.14889
134 | 21075 | PITTSFIELD | Pittsfield | 21 | 5002155450 | 38572.1172 | 302 | 29261 | 7.2305 | 96.8907 | 30616 | 101.376 | 13.76% | 4213 | 13.9493 | 38572.1172 | 53205992.8317 | 0.14398
249 | 21080 | PITTSFORD | Pittsford | 21 | 5002155600 | 53488.4138 | 1376 | 148253 | 36.6341 | 107.742 | 153445 | 111.515 | 13.76% | 21114 | 15.3445 | 53488.4138 | 112789580.963 | 0.14242
96 | 23070 | PLAINFIELD | Plainfield | 23 | 5002355825 | 30915.1143 | 602 | 56457 | 13.9508 | 93.7824 | 59617 | 99.0315 | 13.76% | 8203 | 13.6267 | 30915.1143 | 54611423.1097 | 0.1453
146 | 27060 | PLYMOUTH | Plymouth | 27 | 5002756050 | 46063.963 | 496 | 40332 | 9.9662 | 81.3145 | 41410 | 83.4878 | 13.76% | 5698 | 11.4879 | 46063.963 | 126202531.3807 | 0.14128
206 | 27065 | POMFRET | Pomfret | 27 | 5002756350 | 41299.9231 | 627 | 55816 | 13.7924 | 89.0207 | 58108 | 92.6762 | 13.76% | 7996 | 12.7522 | 41299.9231 | 102443452.1979 | 0.14326
220 | 21085 | POULTNEY | Poultney | 21 | 5002156875 | 46809.1664 | 1454 | 153809 | 38.007 | 105.783 | 159867 | 109.95 | 13.76% | 21998 | 15.1291 | 46809.1664 | 112959790.0244 | 0.14302
190 | 3035 | POWNAL | Pownal | 3 | 5000357025 | 44102.285 | 1430 | 136515 | 33.7335 | 95.465 | 142210 | 99.4473 | 13.76% | 19568 | 13.6839 | 44102.285 | 121803046.1637 | 0.14334
251 | 21090 | PROCTOR | Proctor | 21 | 5002157250 | 32988.0863 | 505 | 49176 | 12.1516 | 97.3782 | 50288 | 99.5809 | 13.76% | 6920 | 13.7023 | 32988.0863 | 19627122.6256 | 0.14072
179 | 25065 | PUTNEY | Putney | 25 | 5002557700 | 36879.3594 | 775 | 98627 | 24.3712 | 127.261 | 101498 | 130.965 | 13.76% | 13966 | 18.0208 | 36879.3594 | 69142192.8334 | 0.1416
211 | 17045 | RANDOLPH | Randolph | 17 | 5001758075 | 44983.146 | 1931 | 270102 | 66.7436 | 139.877 | 287633 | 148.955 | 13.76% | 39578 | 20.4963 | 44983.146 | 124627916.8981 | 0.14653
148 | 27070 | READING | Reading | 27 | 5002758375 | 41679.7405 | 430 | 34673 | 8.5679 | 80.6349 | 36076 | 83.898 | 13.76% | 4964 | 11.5444 | 41679.7405 | 106909973.1595 | 0.14317
189 | 3040 | READSBORO | Readsboro | 3 | 5000358600 | 40554.8022 | 425 | 34874 | 8.6175 | 82.0565 | 37218 | 87.5729 | 13.76% | 5121 | 12.05 | 40554.8022 | 93968849.4585 | 0.14684
5 | 11060 | RICHFORD | Richford | 11 | 5001159125 | 42398.624 | 908 | 117465 | 29.0262 | 129.367 | 125443 | 138.153 | 13.76% | 17261 | 19.0099 | 42398.624 | 111897346.5428 | 0.14695
204 | 7055 | RICHMOND | Richmond | 7 | 5000759275 | 39106.6409 | 1293 | 123043 | 30.4045 | 95.1609 | 125778 | 97.2759 | 13.76% | 17307 | 13.3852 | 39106.6409 | 85207499.4871 | 0.14066
118 | 1080 | RIPTON | Ripton | 1 | 5000159650 | 51331.056 | 275 | 20264 | 5.0073 | 73.6873 | 21159 | 76.9404 | 13.76% | 2911 | 10.587 | 51331.056 | 128063252.2553 | 0.14365
127 | 27075 | ROCHESTER | Rochester | 27 | 5002760100 | 81013.3364 | 614 | 56111 | 13.8653 | 91.386 | 58944 | 96.0004 | 13.76% | 8111 | 13.2097 | 81013.3364 | 148013539.2234 | 0.14455
235 | 25070 | ROCKINGHAM | Rockingham | 25 | 5002560250 | 46272.6888 | 1604 | 190816 | 47.1516 | 118.963 | 196331 | 122.401 | 13.76% | 27015 | 16.8424 | 46272.6888 | 109214259.7169 | 0.14158
238 | 23075 | ROXBURY | Roxbury | 23 | 5002360625 | 41910.2249 | 408 | 33351 | 8.2412 | 81.7426 | 34771 | 85.2238 | 13.76% | 4785 | 11.7268 | 41910.2249 | 108124978.355 | 0.14347
132 | 27080 | ROYALTON | Royalton | 27 | 5002760850 | 41544.5457 | 1221 | 128890 | 31.8494 | 105.561 | 134692 | 110.313 | 13.76% | 18534 | 15.179 | 41544.5457 | 106046338.344 | 0.1438
158 | 3045 | RUPERT | Rupert | 3 | 5000361000 | 42831.1774 | 572 | 54177 | 13.3874 | 94.715 | 56914 | 99.5005 | 13.76% | 7831 | 13.6913 | 42831.1774 | 115977183.2516 | 0.14454
208 | 21095 | RUTLAND CITY | Rutland City | 21 | 5002161225 | 21547.3541 | 4989 | 648763 | 160.3126 | 130.039 | 690304 | 138.365 | 13.76% | 94986 | 19.0391 | 21547.3541 | 19862795.2908 | 0.14641
252 | 21100 | RUTLAND TOWN | Rutland Town | 21 | 5002161300 | 62928.5592 | 1903 | 437996 | 108.231 | 230.161 | 468869 | 246.384 | 13.76% | 64516 | 33.9024 | 62928.5592 | 49793866.204 | 0.1473
213 | 5050 | RYEGATE | Ryegate | 5 | 5000561525 | 44427.7891 | 671 | 72410 | 17.8929 | 107.914 | 77066 | 114.852 | 13.76% | 10604 | 15.8037 | 44427.7891 | 95360267.6905 | 0.14644
33 | 11065 | SAINT ALBANS CITY | St. Albans City | 11 | 5001161675 | 12235.8901 | 1679 | 234643 | 57.9815 | 139.752 | 247356 | 147.323 | 13.76% | 34036 | 20.2717 | 12235.8901 | 5074606.0705 | 0.14505
25 | 11070 | SAINT ALBANS TOWN | St. Albans Town | 11 | 5001161750 | 78110.0528 | 2767 | 544800 | 134.6228 | 196.892 | 579243 | 209.34 | 13.76% | 79704 | 28.8052 | 78110.0528 | 157570580.2472 | 0.1463
82 | 7060 | SAINT GEORGE | St. George | 7 | 5000762050 | 13449.8543 | 242 | 21929 | 5.4188 | 90.6157 | 22718 | 93.8753 | 13.76% | 3126 | 12.9172 | 13449.8543 | 9515384.0711 | 0.14255
75 | 5055 | SAINT JOHNSBURY | St. Johnsbury | 5 | 5000562200 | 40291.6339 | 2629 | 426262 | 105.3315 | 162.138 | 455193 | 173.143 | 13.76% | 62635 | 23.8245 | 40291.6339 | 95309846.4997 | 0.14694
126 | 1085 | SALISBURY | Salisbury | 1 | 5000162575 | 38473.9846 | 617 | 78739 | 19.4568 | 127.616 | 82670 | 133.988 | 13.76% | 11375 | 18.4367 | 38473.9846 | 77952186.1989 | 0.14446
165 | 3050 | SANDGATE | Sandgate | 3 | 5000362875 | 41870.1055 | 248 | 21132 | 5.2218 | 85.2097 | 22227 | 89.6265 | 13.76% | 3058 | 12.3326 | 41870.1055 | 109610493.9727 | 0.14471
185 | 3055 | SEARSBURG | Searsburg | 3 | 5000363175 | 29679.7683 | 87 | 6332 | 1.5647 | 72.7816 | 6963 | 80.0314 | 13.76% | 958 | 11.0123 | 29679.7683 | 55450992.775 | 0.1513
176 | 3060 | SHAFTSBURY | Shaftsbury | 3 | 5000363550 | 42249.206 | 1703 | 170217 | 42.0615 | 99.9513 | 180157 | 105.788 | 13.76% | 24790 | 14.5564 | 42249.206 | 111541317.2617 | 0.14564
135 | 27085 | SHARON | Sharon | 27 | 5002763775 | 41995.7754 | 647 | 59252 | 14.6415 | 91.5796 | 61706 | 95.3728 | 13.76% | 8491 | 13.1233 | 41995.7754 | 104395322.7255 | 0.1433
52 | 5060 | SHEFFIELD | Sheffield | 5 | 5000564075 | 36548.5729 | 396 | 34020 | 8.4065 | 85.9091 | 36798 | 92.9249 | 13.76% | 5063 | 12.7865 | 36548.5729 | 85506450.7957 | 0.14882
203 | 7065 | SHELBURNE | Shelburne | 7 | 5000764300 | 45748.1189 | 2511 | 356837 | 88.1762 | 142.11 | 367188 | 146.232 | 13.76% | 50525 | 20.1215 | 45748.1189 | 113351332.2037 | 0.14159
17 | 11075 | SHELDON | Sheldon | 11 | 5001164600 | 45704.052 | 1119 | 181413 | 44.8281 | 162.121 | 194884 | 174.159 | 13.76% | 26816 | 23.9643 | 45704.052 | 101871017.8859 | 0.14782
128 | 1090 | SHOREHAM | Shoreham | 1 | 5000165050 | 45534.1732 | 856 | 128703 | 31.8032 | 150.354 | 137361 | 160.468 | 13.76% | 18901 | 22.0804 | 45534.1732 | 119466396.4324 | 0.14686
147 | 21110 | SHREWSBURY | Shrewsbury | 21 | 5002165275 | 49345.4995 | 611 | 53250 | 13.1583 | 87.1522 | 56320 | 92.1772 | 13.76% | 7750 | 12.6836 | 49345.4995 | 130189817.1188 | 0.14554
178 | 25073 | SOMERSET | Somerset | 25 | 5002565762 | 34584.2462 | 9 | 501 | 0.1238 | 55.6667 | 515 | 57.1902 | 13.79% | 71 | 7.8694 | 34584.2462 | 71499466.843 | 0.14172
215 | 7070 | SOUTH BURLINGTON | South Burlington | 7 | 5000766175 | 68393.6337 | 4691 | 1092420 | 269.9424 | 232.876 | 1154020 | 246.007 | 13.76% | 158793 | 33.8506 | 68393.6337 | 79758856.2539 | 0.14536
53 | 13025 | SOUTH HERO | South Hero | 13 | 5001367000 | 45962.9917 | 1151 | 111628 | 27.5838 | 96.9835 | 114982 | 99.8976 | 13.76% | 15822 | 13.7459 | 45962.9917 | 120234066.779 | 0.14174
157 | 27090 | SPRINGFIELD | Springfield | 27 | 5002769550 | 46310.596 | 2923 | 414333 | 102.3838 | 141.749 | 433765 | 148.397 | 13.76% | 59686 | 20.4194 | 46310.596 | 128424294.8373 | 0.14405
191 | 3065 | STAMFORD | Stamford | 3 | 5000369775 | 40489.2821 | 462 | 38225 | 9.4456 | 82.7381 | 40489 | 87.638 | 13.76% | 5571 | 12.059 | 40489.2821 | 102573586.727 | 0.14574
67 | 5065 | STANNARD | Stannard | 5 | 5000569925 | 26869.9952 | 125 | 10556 | 2.6084 | 84.448 | 11388 | 91.1035 | 13.76% | 1567 | 12.5358 | 26869.9952 | 32964996.1581 | 0.14845
94 | 1095 | STARKSBORO | Starksboro | 1 | 5000170075 | 51495.4925 | 693 | 57730 | 14.2654 | 83.3045 | 60203 | 86.8727 | 13.76% | 8284 | 11.9537 | 51495.4925 | 117985555.4739 | 0.1435
136 | 27095 | STOCKBRIDGE | Stockbridge | 27 | 5002770375 | 48331.6175 | 348 | 28040 | 6.9288 | 80.5747 | 28580 | 82.1266 | 13.76% | 3933 | 11.3006 | 48331.6175 | 119263837.0052 | 0.14026
69 | 15040 | STOWE | Stowe | 15 | 5001570525 | 62697.954 | 2772 | 354458 | 87.5883 | 127.871 | 369206 | 133.191 | 13.76% | 50803 | 18.3271 | 62697.954 | 188090868.6564 | 0.14333
129 | 17050 | STRAFFORD | Strafford | 17 | 5001770675 | 43607.8194 | 622 | 51930 | 12.8322 | 83.4887 | 54448 | 87.537 | 13.76% | 7492 | 12.0451 | 43607.8194 | 114637747.4569 | 0.14427
173 | 25075 | STRATTON | Stratton | 25 | 5002570750 | 48119.8047 | 542 | 82088 | 20.2844 | 151.454 | 89543 | 165.209 | 13.76% | 12321 | 22.7328 | 48119.8047 | 121099401.2695 | 0.1501
244 | 21115 | SUDBURY | Sudbury | 21 | 5002171050 | 34737.1472 | 356 | 28848 | 7.1285 | 81.0337 | 29603 | 83.1543 | 13.76% | 4073 | 11.442 | 34737.1472 | 57355260.6414 | 0.14119
172 | 3070 | SUNDERLAND | Sunderland | 3 | 5000371425 | 43674.6981 | 504 | 44746 | 11.057 | 88.7817 | 46738 | 92.7335 | 13.76% | 6431 | 12.7601 | 43674.6981 | 117975389.5105 | 0.14372
46 | 5070 | SUTTON | Sutton | 5 | 5000571575 | 45892.7052 | 601 | 62755 | 15.5071 | 104.418 | 68125 | 113.353 | 13.76% | 9374 | 15.5974 | 45892.7052 | 99686312.2182 | 0.14937
20 | 11080 | SWANTON | Swanton | 11 | 5001171725 | 68129.695 | 2884 | 374071 | 92.4348 | 129.706 | 390850 | 135.523 | 13.76% | 53781 | 18.648 | 68129.695 | 159762215.7314 | 0.14377
131 | 17055 | THETFORD | Thetford | 17 | 5001772400 | 44976.9498 | 1210 | 114448 | 28.2807 | 94.5851 | 117848 | 97.3948 | 13.76% | 16216 | 13.4015 | 44976.9498 | 114782524.2233 | 0.14169
221 | 21120 | TINMOUTH | Tinmouth | 21 | 5002172925 | 37117.6992 | 376 | 34031 | 8.4092 | 90.508 | 35722 | 95.0063 | 13.76% | 4915 | 13.0729 | 37117.6992 | 74478881.8545 | 0.14443
106 | 17060 | TOPSHAM | Topsham | 17 | 5001773075 | 45763.9496 | 670 | 51243 | 12.6624 | 76.4821 | 54086 | 80.7255 | 13.76% | 7442 | 11.1078 | 45763.9496 | 126946315.7831 | 0.14523
169 | 25080 | TOWNSHEND | Townshend | 25 | 5002573300 | 45506.3579 | 548 | 52871 | 13.0647 | 96.4799 | 54852 | 100.094 | 13.76% | 7548 | 13.7729 | 45506.3579 | 110405923.7618 | 0.14276
11 | 19085 | TROY | Troy | 19 | 5001973525 | 48015.4656 | 944 | 117340 | 28.9953 | 124.301 | 125430 | 132.871 | 13.76% | 17259 | 18.283 | 48015.4656 | 94409132.7219 | 0.14709
125 | 17065 | TUNBRIDGE | Tunbridge | 17 | 5001773675 | 43070.7751 | 767 | 66974 | 16.5496 | 87.3194 | 70299 | 91.6549 | 13.76% | 9673 | 12.6117 | 43070.7751 | 116004827.6164 | 0.14443
60 | 7075 | UNDERHILL | Underhill | 7 | 5000773975 | 50093.3502 | 1292 | 102830 | 25.4098 | 79.5898 | 105605 | 81.738 | 13.76% | 14531 | 11.2471 | 50093.3502 | 132834035.3763 | 0.14131
107 | 1100 | VERGENNES | Vergennes | 1 | 5000174650 | 10203.9629 | 840 | 119830 | 29.6106 | 142.655 | 126259 | 150.308 | 13.76% | 17373 | 20.6824 | 10203.9629 | 6560941.4799 | 0.14498
195 | 25085 | VERNON | Vernon | 25 | 5002574800 | 37136.3409 | 861 | 110131 | 27.2139 | 127.911 | 114193 | 132.628 | 13.76% | 15713 | 18.2496 | 37136.3409 | 51715973.9771 | 0.14268
121 | 17070 | VERSHIRE | Vershire | 17 | 5001774950 | 38990.3243 | 370 | 28755 | 7.1055 | 77.7162 | 30326 | 81.9617 | 13.76% | 4173 | 11.2779 | 38990.3243 | 93626405.1782 | 0.14512
63 | 9085 | VICTORY | Victory | 9 | 5000975175 | 43206.5932 | 73 | 5116 | 1.2642 | 70.0822 | 5413 | 74.1517 | 13.76% | 745 | 10.2033 | 43206.5932 | 111578210.4322 | 0.14562
234 | 23080 | WAITSFIELD | Waitsfield | 23 | 5002375325 | 35347.7524 | 894 | 98674 | 24.3828 | 110.374 | 102154 | 114.266 | 13.76% | 14056 | 15.723 | 35347.7524 | 67142073.0768 | 0.14245
72 | 5075 | WALDEN | Walden | 5 | 5000575700 | 40181.7641 | 644 | 55253 | 13.6533 | 85.7966 | 60159 | 93.4152 | 13.76% | 8278 | 12.8539 | 40181.7641 | 100947843.1632 | 0.14982
150 | 21125 | WALLINGFORD | Wallingford | 21 | 5002175925 | 45160.1765 | 969 | 83300 | 20.5838 | 85.9649 | 85849 | 88.5952 | 13.76% | 11813 | 12.1907 | 45160.1765 | 111251506.1698 | 0.14181
110 | 1105 | WALTHAM | Waltham | 1 | 5000176075 | 25500.3157 | 260 | 29001 | 7.1663 | 111.542 | 29937 | 115.142 | 13.76% | 4119 | 15.8435 | 25500.3157 | 23917472.7044 | 0.14203
175 | 25090 | WARDSBORO | Wardsboro | 25 | 5002576225 | 35961.9725 | 519 | 33309 | 8.2308 | 64.1792 | 34168 | 65.8352 | 13.76% | 4702 | 9.0589 | 35961.9725 | 75787729.3929 | 0.14116
16 | 9090 | WARNERS GRANT | Warner's Grant | 9 | 5000976337 | 14083.9303 | 0 | 0 | 0 | 0 | 0 | 0 | 0% | 0 | 0 | 14083.9303 | 8288807.9949
239 | 23085 | WARREN | Warren | 23 | 5002376525 | 41859.9519 | 996 | 113296 | 27.996 | 113.751 | 119082 | 119.56 | 13.76% | 16386 | 16.4515 | 41859.9519 | 103944760.0778 | 0.14463
15 | 9095 | WARREN GORE | Warren's Gore | 9 | 5000976562 | 22700.0354 | 8 | 739 | 0.18261 | 92.375 | 833 | 104.068 | 13.81% | 115 | 14.3198 | 22700.0354 | 26689895.3595 | 0.15562
112 | 17075 | WASHINGTON | Washington | 17 | 5001776750 | 40334.1258 | 629 | 53520 | 13.2251 | 85.0874 | 57331 | 91.1458 | 13.76% | 7889 | 12.5417 | 40334.1258 | 101091528.7013 | 0.1474
89 | 23090 | WATERBURY | Waterbury | 23 | 5002376975 | 52612.9852 | 1969 | 225245 | 55.6592 | 114.396 | 234902 | 119.3 | 13.76% | 32323 | 16.4157 | 52612.9852 | 128420960.6599 | 0.1435
80 | 5080 | WATERFORD | Waterford | 5 | 5000577125 | 42969.586 | 693 | 70895 | 17.5185 | 102.302 | 74118 | 106.952 | 13.76% | 10199 | 14.7166 | 42969.586 | 102842129.6262 | 0.14386
41 | 15045 | WATERVILLE | Waterville | 15 | 5001577425 | 30691.0616 | 328 | 26982 | 6.6674 | 82.2622 | 27861 | 84.9419 | 13.76% | 3834 | 11.688 | 30691.0616 | 40734143.4256 | 0.14209
228 | 27100 | WEATHERSFIELD | Weathersfield | 27 | 5002777500 | 45728.5413 | 1442 | 114455 | 28.2824 | 79.3724 | 117243 | 81.3061 | 13.76% | 16133 | 11.1877 | 45728.5413 | 114037542.2447 | 0.14095
222 | 21130 | WELLS | Wells | 21 | 5002177950 | 31559.9338 | 668 | 51100 | 12.6271 | 76.497 | 52540 | 78.6523 | 13.76% | 7229 | 10.8226 | 31559.9338 | 60104286.0954 | 0.14147
122 | 17080 | WEST FAIRLEE | West Fairlee | 17 | 5001779975 | 32673.4795 | 335 | 25823 | 6.381 | 77.0836 | 26549 | 79.2497 | 13.76% | 3653 | 10.9048 | 32673.4795 | 59149461.4341 | 0.14146
143 | 21135 | WEST HAVEN | West Haven | 21 | 5002180875 | 46397.8653 | 235 | 28752 | 7.1048 | 122.349 | 30065 | 127.937 | 13.76% | 4137 | 17.6042 | 46397.8653 | 74478281.419 | 0.14389
250 | 21140 | WEST RUTLAND | West Rutland | 21 | 5002182300 | 34698.7235 | 941 | 98098 | 24.2405 | 104.249 | 103314 | 109.792 | 13.76% | 14216 | 15.1073 | 34698.7235 | 46826498.0371 | 0.14492
224 | 27110 | WEST WINDSOR | West Windsor | 27 | 5002783050 | 32977.0293 | 749 | 74431 | 18.3923 | 99.3738 | 77730 | 103.778 | 13.76% | 10696 | 14.2799 | 32977.0293 | 64258143.3443 | 0.1437
23 | 19090 | WESTFIELD | Westfield | 19 | 5001980200 | 40797.113 | 402 | 42518 | 10.5064 | 105.766 | 45319 | 112.735 | 13.76% | 6236 | 15.5123 | 40797.113 | 103634142.8676 | 0.14667
57 | 7080 | WESTFORD | Westford | 7 | 5000780350 | 41081.2963 | 888 | 84470 | 20.873 | 95.1239 | 87167 | 98.1606 | 13.76% | 11994 | 13.5069 | 41081.2963 | 101340585.4254 | 0.14199
170 | 25095 | WESTMINSTER | Westminster | 25 | 5002581400 | 45854.2352 | 1157 | 157806 | 38.9947 | 136.392 | 164189 | 141.91 | 13.76% | 22592 | 19.5268 | 45854.2352 | 117079654.4051 | 0.14316
34 | 19095 | WESTMORE | Westmore | 19 | 5001981700 | 39492.8564 | 383 | 32529 | 8.0381 | 84.9321 | 34345 | 89.6738 | 13.76% | 4726 | 12.3391 | 39492.8564 | 97320459.6945 | 0.14529
155 | 27105 | WESTON | Weston | 27 | 5002782000 | 45471.7125 | 540 | 43313 | 10.7029 | 80.2093 | 45458 | 84.1806 | 13.76% | 6255 | 11.5833 | 45471.7125 | 91202965.0293 | 0.14441
115 | 1110 | WEYBRIDGE | Weybridge | 1 | 5000183275 | 30602.223 | 485 | 62344 | 15.4055 | 128.544 | 65127 | 134.282 | 13.76% | 8961 | 18.4773 | 30602.223 | 45500501.4735 | 0.14373
61 | 5085 | WHEELOCK | Wheelock | 5 | 5000583500 | 47927.5495 | 408 | 29297 | 7.2394 | 71.8064 | 30975 | 75.9185 | 13.76% | 4262 | 10.4464 | 47927.5495 | 103138664.0637 | 0.14548
241 | 1115 | WHITING | Whiting | 1 | 5000183800 | 27670.9296 | 272 | 38039 | 9.3996 | 139.849 | 40444 | 148.69 | 13.76% | 5565 | 20.4598 | 27670.9296 | 35495453.8053 | 0.1463
192 | 25100 | WHITINGHAM | Whitingham | 25 | 5002583950 | 40364.4744 | 799 | 70513 | 17.4241 | 88.2516 | 75003 | 93.8708 | 13.76% | 10320 | 12.9166 | 40364.4744 | 101357535.6108 | 0.14636
217 | 17085 | WILLIAMSTOWN | Williamstown | 17 | 5001784175 | 41500.7968 | 1618 | 155754 | 38.4876 | 96.2633 | 165971 | 102.578 | 13.76% | 22838 | 14.1147 | 41500.7968 | 104530695.4972 | 0.14663
216 | 7085 | WILLISTON | Williston | 7 | 5000784475 | 47320.575 | 3268 | 835754 | 206.519 | 255.739 | 890053 | 272.354 | 13.76% | 122471 | 37.4759 | 47320.575 | 80364394.1717 | 0.14654
186 | 25105 | WILMINGTON | Wilmington | 25 | 5002584700 | 41967.2473 | 1655 | 157100 | 38.8202 | 94.9245 | 167501 | 101.209 | 13.76% | 23048 | 13.9264 | 41967.2473 | 109968937.6142 | 0.14671
164 | 25110 | WINDHAM | Windham | 25 | 5002584850 | 35392.7577 | 291 | 19076 | 4.7138 | 65.5533 | 19823 | 68.122 | 13.76% | 2728 | 9.3736 | 35392.7577 | 67788207.9772 | 0.14301
149 | 27115 | WINDSOR | Windsor | 27 | 5002784925 | 30378.7012 | 925 | 133837 | 33.0718 | 144.689 | 139481 | 150.79 | 13.76% | 19193 | 20.7487 | 30378.7012 | 50822641.1288 | 0.14341
166 | 3075 | WINHALL | Winhall | 3 | 5000385075 | 43660.1661 | 1307 | 108827 | 26.8917 | 83.2647 | 114062 | 87.2702 | 13.76% | 15695 | 12.0084 | 43660.1661 | 115314815.9319 | 0.14422
201 | 7090 | WINOOSKI | Winooski | 7 | 5000785150 | 9386.9209 | 1182 | 164096 | 40.5489 | 138.829 | 171933 | 145.46 | 13.76% | 23658 | 20.0152 | 9386.9209 | 3811960.4419 | 0.14417
59 | 15050 | WOLCOTT | Wolcott | 15 | 5001585375 | 40355.0842 | 800 | 71331 | 17.6262 | 89.1637 | 75285 | 94.106 | 13.76% | 10359 | 12.949 | 40355.0842 | 101790637.8029 | 0.14522
77 | 23095 | WOODBURY | Woodbury | 23 | 5002385525 | 40229.8666 | 455 | 30534 | 7.5451 | 67.1077 | 31628 | 69.5125 | 13.76% | 4352 | 9.5649 | 40229.8666 | 101733756.3052 | 0.14253
184 | 3080 | WOODFORD | Woodford | 3 | 5000385675 | 44231.223 | 275 | 19430 | 4.8013 | 70.6545 | 20517 | 74.6056 | 13.76% | 2823 | 10.2657 | 44231.223 | 123074056.9479 | 0.14529
207 | 27120 | WOODSTOCK | Woodstock | 27 | 5002785975 | 43855.8016 | 1604 | 174353 | 43.0835 | 108.699 | 180081 | 112.27 | 13.76% | 24779 | 15.4484 | 43855.8016 | 114829206.3843 | 0.14212
78 | 23100 | WORCESTER | Worcester | 23 | 5002386125 | 40374.8433 | 408 | 29548 | 7.3015 | 72.4216 | 30891 | 75.7137 | 13.76% | 4251 | 10.4182 | 40374.8433 | 100298215.0035 | 0.14387
Note on L4: [Threaded comment] Your version of Excel allows you to read this threaded comment; however, any edits to it will get removed if the file is opened in a newer version of Excel. Learn more: https://go.microsoft.com/fwlink/?linkid=870924 Comment: Rooftop_AS is the total area solar radiation potential of all suitable rooftops in town in Megawatt hours
Note on O4: [Threaded comment] Your version of Excel allows you to read this threaded comment; however, any edits to it will get removed if the file is opened in a newer version of Excel. Learn more: https://go.microsoft.com/fwlink/?linkid=870924 Comment: Total estimated electric productivity of all solar suitable rooftops in town in Megawatt hours

## Existing Gen (hidden)
Utility | CITY/STATE/ZIP | TECHNOLOGY | PROGRAM | KW CAPACITY (AC) | PROJECT STATUS | ONLINE DATE | CPG Application Date | Install year | Tier II Eligible | 4218500%
HPE | Hyde Park | Solar | Net-Metering | 4.104 | active | 3923900% | 3902200% | 2007 | Tier I
HPE | Hyde Park | Solar | Net-Metering | 4.332 | active | 3962500% | 3947900% | 2008 | Tier I
HPE | Hyde Park | Solar | Net-Metering | 3.99 | active | 4065300% | 4039100% | 2011 | Tier I
HPE | Hyde Park | Solar | Net-Metering | 11.5244 | active | 4072500% | 3908300% | 2011 | Tier I
HPE | Hyde Park | Wind | Net-Metering | 2.6 | active | 4083400% | 4063400% | 2011 | Tier I
HPE | Hyde Park | Solar | Net-Metering | 5.472 | active | 4110100% | 4106100% | 2012 | Tier I
HPE | Hyde Park | Solar | Net-Metering | 3.876 | active | 4110100% | 4107200% | 2012 | Tier I
HPE | Hyde Park | Solar | Net-Metering | 4.199 | active | 4148700% | 4136500% | 2013 | Tier I
HPE | Hyde Park | Solar | Net-Metering | 6.042 | active | 4151400% | 4142600% | 2013 | Tier I
HPE | Hyde Park | Solar | Net-Metering | 6.84 | active | 4161900% | 4157200% | 2013 | Tier I
HPE | Hyde Park | Solar | Net-Metering | 9.405 | active | 4164900% | 4157900% | 2014 | Tier I
HPE | Hyde Park | Solar | Net-Metering | 4.56 | active | 4175400% | Nov. 13 | 2014 | Tier I
HPE | Hyde Park | Solar | Net-Metering | 3.9995 | active | 4187100% | 4179100% | 2014 | Tier I
HPE | Hyde Park | Solar | Net-Metering | 4.3196 | active | 4191100% | Nov. 13 | 2014 | Tier I
HPE | Hyde Park | Solar | Net-Metering | 7 | active | 4200400% | 4191300% | 2014 | Tier I
HPE | Hyde Park | Solar | Net-Metering | 2.3997 | active | 4215100% | 4206400% | 2015 | Tier I
HPE | Hyde Park | Solar | Net-Metering | 6.0002 | active | 4217000% | 4212500% | 2015 | Tier I
HPE | Hyde Park | Solar | Net-Metering | 3.8 | active | 4218600% | 4212500% | 2015 | Tier II
HPE | Hyde Park | Solar | Net-Metering | 2.28 | active | 4227700% | Dec. 13 | 2015 | Tier II
HPE | Hyde Park | Solar | Net-Metering | 5.3865 | active | 4239400% | 4230900% | 2016 | Tier II
HPE | Hyde Park | Solar | Net-Metering | 15.9999 | active | 4240800% | 4212500% | 2016 | Tier II
HPE | Hyde Park | Solar | Net-Metering | 4.332 | active | 4248800% | 4238500% | 2016 | Tier II
HPE | Hyde Park | Solar | Net-Metering | 46.17 | active | 4249600% | Dec. 2014 | 2016 | Tier II
HPE | Hyde Park | Solar | Net-Metering | 5.3865 | active | 4256300% | 4238500% | 2016 | Tier II
HPE | Hyde Park | Solar | Net-Metering | 10.83 | active | 4257600% | Oct. 2014 | 2016 | Tier II
HPE | Hyde Park | Solar | Net-Metering | 6 | active | 4285600% | 4273600% | 2017 | Tier II
HPE | Hyde Park | Solar | Net-Metering | 7.847 | active | 4286500% | 4281100% | 2017 | Tier II
HPE | Hyde Park | Solar | Net-Metering | 6.27 | active | 4301700% | 4291700% | 2017 | Tier II
HPE | Hyde Park | Solar | Net-Metering | 219.64 | active | 4304800% | 4244300% | 2017 | Tier II
HPE | Hyde Park | Solar | Net-Metering | 7.638 | active | 4326300% | 4319200% | 2018 | Tier II
HPE | Hyde Park | Solar | Net-Metering | 10.545 | active | 4328700% | 4299500% | 2018 | Tier II
HPE | Hyde Park | Solar | Net-Metering | 5.985 | active | 4340600% | 4338100% | 2018 | Tier II
HPE | Hyde Park | Solar | Net-Metering | 17.1855 | active | 4346500% | 4327600% | 2018 | Tier II
HPE | Hyde Park | Solar | Net-Metering | 4.94 | active | 4358400% | 4355800% | 2019 | Tier II
HPE | Hyde Park | Solar | Net-Metering | 8.113 | active | 4363000% | 4326900% | 2019 | Tier II
HPE | Hyde Park | Solar | Net-Metering | 8.892 | active | 4365400% | 4364300% | 2019 | Tier II
HPE | Hyde Park | Solar | Net-Metering | 8.911 | active | 4366800% | 4364100% | 2019 | Tier II
HPE | Hyde Park | Solar | Net-Metering | 7.41 | active | 4377700% | 4364200% | 2019 | Tier II
HPE | Hyde Park | Solar | Net-Metering | 9.747 | active | 4380400% | 4376900% | 2019 | Tier II
HPE | Hyde Park | Solar | Net-Metering | 8.778 | active | 4392200% | 4356300% | 2020 | Tier II
HPE | Hyde Park | Solar | Net-Metering | 4.83 | active | 4407800% | 4404600% | 2020 | Tier II
HPE | Hyde Park | Solar | Net-Metering | 2.44 | active | 4404300% | 4404300% | 2020 | Tier II
SED | Stowe | Solar | Net-Metering | 7.182 | ACTIVE | 4054600% |  | 2011 | Tier I
SED | Stowe | Solar | Net-Metering | 14.706 | ACTIVE | 4066200% |  | 2011 | Tier I
SED | Stowe | Solar | Net-Metering | 11.97 | ACTIVE | 4073800% |  | 2011 | Tier I
SED | Stowe | Solar | Net-Metering | 5.187 | ACTIVE | 4078600% |  | 2011 | Tier I
SED | Stowe | Solar | Net-Metering | 6.412 | ACTIVE | 4080200% |  | 2011 | Tier I
SED | Stowe | Solar | Net-Metering | 3.9475 | ACTIVE | 4080200% |  | 2011 | Tier I
SED | Stowe | Solar | Net-Metering | 12.635 | ACTIVE | 4080600% |  | 2011 | Tier I
SED | Stowe | Solar | Net-Metering | 4.788 | ACTIVE | 4080600% |  | 2011 | Tier I
SED | Stowe | Solar | Net-Metering | 4.988 | ACTIVE | 4081600% |  | 2011 | Tier I
SED | Stowe | Solar | Net-Metering | 21.432 | ACTIVE | 4086900% |  | 2011 | Tier I
SED | Stowe | Solar | Net-Metering | 13.965 | ACTIVE | 4093900% |  | 2012 | Tier I
SED | Stowe | Solar | Net-Metering | 7.994 | ACTIVE | 4113100% |  | 2012 | Tier I
SED | Stowe | Solar | Net-Metering | 7.766 | ACTIVE | 4118300% |  | 2012 | Tier I
SED | Stowe | Solar | Net-Metering | 3.107 | ACTIVE | 4119900% |  | 2012 | Tier I
SED | Stowe | Solar | Net-Metering | 11.4 | ACTIVE | 4123300% |  | 2012 | Tier I
SED | Stowe | Solar | Net-Metering | 5.472 | ACTIVE | 4123300% |  | 2012 | Tier I
SED | Stowe | Solar | Net-Metering | 6.4 | ACTIVE | 4124000% |  | 2012 | Tier I
SED | Stowe | Solar | Net-Metering | 4.97 | ACTIVE | 4124600% |  | 2012 | Tier I
SED | Stowe | Solar | Net-Metering | 7.866 | ACTIVE | 4126100% |  | 2012 | Tier I
SED | Stowe | Solar | Net-Metering | 11.183 | ACTIVE | 4134400% |  | 2013 | Tier I
SED | Stowe | Solar | Net-Metering | 5.592 | ACTIVE | 4136800% |  | 2013 | Tier I
SED | Stowe | Solar | Net-Metering | 4.75 | ACTIVE | 4145700% |  | 2013 | Tier I
SED | Stowe | Solar | Net-Metering | 11.799 | ACTIVE | 4154400% |  | 2013 | Tier I
SED | Stowe | Solar | Net-Metering | 7.866 | ACTIVE | 4154500% |  | 2013 | Tier I
SED | Stowe | Solar | Net-Metering | 18.525 | ACTIVE | 4158200% |  | 2013 | Tier I
SED | Stowe | Solar | Net-Metering | 4.028 | ACTIVE | 4158600% |  | 2013 | Tier I
SED | Stowe | Solar | Net-Metering | 9.262 | ACTIVE | 4163400% |  | 2013 | Tier I
SED | Stowe | Solar | Net-Metering | 16.2 | ACTIVE | 4190400% |  | 2014 | Tier I
SED | Stowe | Solar | Net-Metering | 7.6 | ACTIVE | 4199500% |  | 2014 | Tier I
SED | Stowe | Solar | Net-Metering | 12.54 | ACTIVE | 4209400% |  | 2015 | Tier I
SED | Stowe | Solar | Net-Metering | 5.244 | ACTIVE | 4211000% |  | 2015 | Tier I
SED | Stowe | Solar | Net-Metering | 6 | ACTIVE | 4213200% |  | 2015 | Tier I
SED | Stowe | Solar | Net-Metering | 5.4 | ACTIVE | 4231100% |  | 2015 | Tier II
SED | Stowe | Solar | Net-Metering | 6 | ACTIVE | 4233100% |  | 2015 | Tier II
SED | Stowe | Solar | Net-Metering | 12.5 | ACTIVE | 4233300% |  | 2015 | Tier II
SED | Stowe | Solar | Net-Metering | 3.8 | ACTIVE | 4234100% |  | 2015 | Tier II
SED | Stowe | Solar | Net-Metering | 9.66 | ACTIVE | 4240900% |  | 2016 | Tier II
SED | Stowe | Solar | Net-Metering | 5.2 | ACTIVE | 4244700% |  | 2016 | Tier II
SED | Stowe | Solar | Net-Metering | 7.5 | ACTIVE | 4245200% |  | 2016 | Tier II
SED | Stowe | Solar | Net-Metering | 7.6 | ACTIVE | 4248200% |  | 2016 | Tier II
SED | Stowe | Solar | Net-Metering | 7.6 | ACTIVE | 4253000% |  | 2016 | Tier II
SED | Stowe | Solar | Net-Metering | 6 | ACTIVE | 4253000% |  | 2016 | Tier II
SED | Stowe | Solar | Net-Metering | 15 | ACTIVE | 4253100% |  | 2016 | Tier II
SED | Stowe | Solar | Net-Metering | 6 | ACTIVE | 4253600% |  | 2016 | Tier II
SED | Stowe | Solar | Net-Metering | 5 | ACTIVE | 4259900% |  | 2016 | Tier II
SED | Stowe | Solar | Net-Metering | 6 | ACTIVE | 4260100% |  | 2016 | Tier II
SED | Stowe | Solar | Net-Metering | 6 | ACTIVE | 4264700% |  | 2016 | Tier II
SED | Stowe | Solar | Net-Metering | 5 | ACTIVE | 4267100% |  | 2016 | Tier II
SED | Stowe | Solar | Net-Metering | 6 | ACTIVE | 4267700% |  | 2016 | Tier II
SED | Stowe | Solar | Net-Metering | 6 | ACTIVE | 4267800% |  | 2016 | Tier II
SED | Stowe | Solar | Net-Metering | 12 | ACTIVE | 4268300% |  | 2016 | Tier II
SED | Stowe | Solar | Net-Metering | 7.6 | ACTIVE | 4268800% |  | 2016 | Tier II
SED | Stowe | Solar | Net-Metering | 6 | ACTIVE | 4269600% |  | 2016 | Tier II
SED | Stowe | Solar | Net-Metering | 10 | ACTIVE | 4269700% |  | 2016 | Tier II
SED | Stowe | Solar | Net-Metering | 7.6 | ACTIVE | 4270500% |  | 2016 | Tier II
SED | Stowe | Solar | Net-Metering | 9.25 | ACTIVE | 4271700% |  | 2016 | Tier II
SED | Stowe | Solar | Net-Metering | 12.335 | ACTIVE | 4272600% |  | 2016 | Tier II
SED | Stowe | Solar | Net-Metering | 6 | ACTIVE | 4280900% |  | 2017 | Tier II
SED | Stowe | Solar | Net-Metering | 5 | ACTIVE | 4282300% |  | 2017 | Tier II
SED | Stowe | Solar | Net-Metering | 7.6 | ACTIVE | 4284300% |  | 2017 | Tier II
SED | Stowe | Solar | Net-Metering | 10 | ACTIVE | 4290200% |  | 2017 | Tier II
SED | Stowe | Solar | Net-Metering | 6 | ACTIVE | 4290900% |  | 2017 | Tier II
SED | Stowe | Solar | Net-Metering | 7.6 | ACTIVE | 4291600% |  | 2017 | Tier II
SED | Stowe | Solar | Net-Metering | 5 | ACTIVE | 4299000% |  | 2017 | Tier II
SED | Stowe | Solar | Net-Metering | 23.1 | ACTIVE | 4302100% |  | 2017 | Tier II
SED | Stowe | Solar | Net-Metering | 7.68 | ACTIVE | 4302500% |  | 2017 | Tier II
SED | Stowe | Solar | Net-Metering | 7.36 | ACTIVE | 4306800% |  | 2017 | Tier II
SED | Stowe | Solar | Net-Metering | 143.2 | ACTIVE | 4308800% |  | 2017 | Tier II
SED | Stowe | Solar | Net-Metering | 7.36 | ACTIVE | 4309500% |  | 2017 | Tier II
SED | Stowe | Solar | Net-Metering | 3.8 | ACTIVE | 4321300% |  | 2018 | Tier II
SED | Stowe | Solar | Net-Metering | 6 | ACTIVE | 4324100% |  | 2018 | Tier II
SED | Stowe | Solar | Net-Metering | 7.6 | ACTIVE | 4331100% |  | 2018 | Tier II
SED | Stowe | Solar | Net-Metering | 7.6 | ACTIVE | 4332000% |  | 2018 | Tier II
SED | Stowe | Solar | Net-Metering | 7.6 | ACTIVE | 4332200% |  | 2018 | Tier II
SED | Stowe | Solar | Net-Metering | 7.6 | ACTIVE | 4333300% |  | 2018 | Tier II
SED | Stowe | Solar | Net-Metering | 6 | ACTIVE | 4334200% |  | 2018 | Tier II
SED | Stowe | Solar | Net-Metering | 496 | ACTIVE | 4345400% |  | 2018 | Tier II
SED | Stowe | Solar | Net-Metering | 110 | ACTIVE | 4346500% |  | 2018 | Tier II
SED | Stowe | Solar | Net-Metering | 50 | ACTIVE | 4346500% |  | 2018 | Tier II
SED | Stowe | Solar | Net-Metering | 7.6 | ACTIVE | 4350800% |  | 2019 | Tier II
SED | Stowe | Solar | Net-Metering | 10 | ACTIVE | 4362700% |  | 2019 | Tier II
SED | Stowe | Solar | Net-Metering | 5 | ACTIVE | 4364100% |  | 2019 | Tier II
SED | Stowe | Solar | Net-Metering | 31.4 | ACTIVE | 4365600% |  | 2019 | Tier II
SED | Stowe | Solar | Net-Metering | 7.6 | ACTIVE | 4366500% |  | 2019 | Tier II
SED | Stowe | Solar | Net-Metering | 7.6 | ACTIVE | 4367200% |  | 2019 | Tier II
SED | Stowe | Solar | Net-Metering | 5 | ACTIVE | 4368200% |  | 2019 | Tier II
SED | Stowe | Solar | Net-Metering | 6 | ACTIVE | 4370300% |  | 2019 | Tier II
SED | Stowe | Solar | Net-Metering | 15 | ACTIVE | 4370300% |  | 2019 | Tier II
SED | Stowe | Solar | Net-Metering | 8.55 | ACTIVE | 4371400% |  | 2019 | Tier II
SED | Stowe | Solar | Net-Metering | 9.44 | ACTIVE | 4372400% |  | 2019 | Tier II
SED | Stowe | Solar | Net-Metering | 3.25 | ACTIVE | 4372600% |  | 2019 | Tier II
SED | Stowe | Solar | Net-Metering | 11.4 | ACTIVE | 4374800% |  | 2019 | Tier II
SED | Stowe | Solar | Net-Metering | 7.6 | ACTIVE | 4377700% |  | 2019 | Tier II
SED | Stowe | Solar | Net-Metering | 15 | ACTIVE | 4381500% |  | 2019 | Tier II
SED | Stowe | Solar | Net-Metering | 7.6 | ACTIVE | 4381900% |  | 2019 | Tier II
SED | Stowe | Solar | Net-Metering | 15.0001 | ACTIVE | 4386400% |  | 2020 | Tier II
SED | Stowe | Solar | Net-Metering | 10 | ACTIVE | 4386500% |  | 2020 | Tier II
SED | Stowe | Solar | Net-Metering | 7.6 | ACTIVE | 4396200% |  | 2020 | Tier II
SED | Stowe | Solar | Net-Metering | 7.6 | ACTIVE | 4396200% |  | 2020 | Tier II
SED | Stowe | Solar | Net-Metering | 10 | ACTIVE | 4401400% |  | 2020 | Tier II
SED | Stowe | Solar | Net-Metering | 5.9 | ACTIVE | 4402200% |  | 2020 | Tier II
SED | Stowe | Solar | Net-Metering | 11.4 | ACTIVE | 4404100% |  | 2020 | Tier II
SED | Stowe | Solar | Net-Metering | 7.6 | active | 4411300% |  | 2020 | Tier II
SED | Stowe | Solar | Net-Metering | 10 | active | 4415100% |  | 2020 | Tier II
SED | Stowe | Solar | Net-Metering | 10 | Active | 2020-12-29 |  | 2020 | Tier II
SED | Stowe | Solar | Net-Metering | 7.7 | Active | 4425800% |  | 2021 | Tier II
SED | Stowe | Solar | Net-Metering | 6 | Active | 4437000% |  | 2021 | Tier II
SED | Stowe | Solar | Net-Metering | 11.4 | Active | 4437100% |  | 2021 | Tier II
SED | Stowe | Solar | Net-Metering | 10 | Active | 4437500% |  | 2021 | Tier II
SED | Stowe | Solar | Net-Metering | 10 | Active | 4435800% |  | 2021 | Tier II
SED | Stowe | Solar | Net-Metering | 15 | Active | 4441100% |  | 2021 | Tier II
SED | Stowe | Solar | Net-Metering | 7.6 | Active | 4447000% |  | 2021 | Tier II
SED | Stowe | Solar | Net-Metering | 10 | Active | 4448200% |  | 2021 | Tier II
SED | Stowe | Solar | Net-Metering | 2.95 | Active | 4453000% |  | 2021 | Tier II
HPE | Hyde Park | Solar | Utility | 1000 | active | 4258300% |  | 2016 | Tier II
SED | Stowe | Solar | Utility | 1000 | ACTIVE | 4259000% |  | 2016 | Tier II
WEC | Peacham | Solar | Net-Metering | 1.368 | active | 1999-10-27 |  | 1999
WEC | Worcester | Solar | Net-Metering | 1.368 | active | 2000-01-05 |  | 2000
WEC | East Montpelier | Solar | Net-Metering | 1.43 | active | 2000-06-30 |  | 2000
WEC | Moretown | Solar | Net-Metering | 0.836 | active | 2001-03-14 |  | 2001
WEC | Calais | Solar | Net-Metering | 0.84 | active | 2001-09-18 |  | 2001
WEC | East Montpelier | Solar | Net-Metering | 1.425 | active | 2003-12-02 |  | 2003
WEC | Vershire | Solar | Net-Metering | 3.648 | active | 2004-04-15 |  | 2004
WEC | Montpelier | Solar | Net-Metering | 2.166 | active | 2004-12-09 |  | 2004
WEC | Cabot | Solar | Net-Metering | 1.98 | active | 2005-01-14 |  | 2005
WEC | Barre Town | Wind | Net-Metering | 19 | active | 2005-05-13 |  | 2005
WEC | Cabot | Solar | Net-Metering | 2.708 | active | 2005-06-15 |  | 2005
WEC | Duxbury | Solar | Net-Metering | 1.112 | active | 2005-07-08 |  | 2005
WEC | Brookfield | Wind | Net-Metering | 3.5 | active | 2005-07-12 |  | 2005
WEC | Calais | Solar | Net-Metering | 4.56 | active | 2005-09-08 |  | 2005
WEC | Moretown | Solar | Net-Metering | 4.3 | active | 2005-10-12 |  | 2005
WEC | Worcester | Solar | Net-Metering | 2.98 | active | 2005-10-19 |  | 2005
WEC | East Montpelier | Solar | Net-Metering | 2.28 | active | 2005-10-19 |  | 2005
WEC | Danville | Solar | Net-Metering | 5.643 | active | 2006-04-11 |  | 2006
WEC | Walden | Solar | Net-Metering | 7.6 | active | 3883500% |  | 2006
WEC | Walden | Wind | Net-Metering | 9.5 | active | 3883500% |  | 2006
WEC | East Montpelier | Solar | Net-Metering | 7.8 | active | 2006-05-17 |  | 2006
WEC | Calais | Solar | Net-Metering | 3.249 | active | 2006-07-26 |  | 2006
WEC | Corinth | Solar | Net-Metering | 15 | active | 2006-09-07 |  | 2006
WEC | Calais | Solar | Net-Metering | 2.28 | active | 2007-04-02 |  | 2007
WEC | Walden | Solar | Net-Metering | 3.078 | active | 2007-07-25 |  | 2007
WEC | East Montpelier | Solar | Net-Metering | 6 | active | 2007-08-15 |  | 2007
WEC | Corinth | Solar | Net-Metering | 3.392 | active | 2007-09-20 |  | 2007
WEC | East Montpelier | Solar | Net-Metering | 1.9 | active | 2007-09-28 |  | 2007
WEC | Marshfield | Solar | Net-Metering | 4.674 | active | 2007-12-12 |  | 2007
WEC | Plainfield | Solar | Net-Metering | 5.4 | active | 3958000% |  | 2008
WEC | East Montpelier | Solar | Net-Metering | 2.779 | active | 2008-05-12 |  | 2008
WEC | Montpelier | Solar | Net-Metering | 3.42 | active | 2008-07-07 |  | 2008
WEC | Middlesex | Solar | Net-Metering | 6.118 | active | 2008-07-30 |  | 2008
WEC | East Montpelier | Solar | Net-Metering | 2.779 | active | 2008-08-06 |  | 2008
WEC | Moretown | Solar | Net-Metering | 1.9 | active | 2008-08-25 |  | 2008
WEC | Vershire | Solar | Net-Metering | 6.7 | active | 3974300% |  | 2008
WEC | Northfield | Solar | Net-Metering | 15 | active | 2015-05-24 |  | 2015
WEC | East Montpelier | Solar | Net-Metering | 6.9 | active | 2009-01-09 |  | 2009
WEC | East Montpelier | Solar | Net-Metering | 8.436 | active | 2009-03-23 |  | 2009
WEC | Walden | Solar | Net-Metering | 2.527 | active | 2009-04-15 |  | 2009
WEC | Chelsea | Solar | Net-Metering | 3.61 | active | 2009-05-28 |  | 2009
WEC | Walden | Wind | Net-Metering | 9.5 | active | 2009-06-10 |  | 2009
WEC | Cabot | Solar | Net-Metering | 4.693 | active | 2009-06-18 |  | 2009
WEC | Plainfield | Solar | Net-Metering | 4.275 | active | 2010-03-05 |  | 2010
WEC | Calais | Solar | Net-Metering | 6.983 | active | 2010-05-26 |  | 2010
WEC | East Montpelier | Solar | Net-Metering | 3.7 | active | 2010-05-26 |  | 2010
WEC | East Montpelier | Solar | Net-Metering | 9.4 | active | 2010-05-27 |  | 2010
WEC | Duxbury | Solar | Net-Metering | 5.13 | active | 2010-06-10 |  | 2010
WEC | Walden | Wind | Net-Metering | 9.5 | active | 2010-06-29 |  | 2010
WEC | East Montpelier | Solar | Net-Metering | 8.36 | active | 2010-06-30 |  | 2010
WEC | Stannard | Wind | Net-Metering | 9.5 | active | 2010-08-17 |  | 2010
WEC | Plainfield | Solar | Net-Metering | 4.81 | active | 2010-08-26 |  | 2010
WEC | East Montpelier | Solar | Net-Metering | 3.46 | active | 2010-09-10 |  | 2010
WEC | Moretown | Solar | Net-Metering | 6.555 | active | 2010-09-23 |  | 2010
WEC | Vershire | Solar | Net-Metering | 4.9115 | active | 2010-12-21 |  | 2010
WEC | Duxbury | Solar | Net-Metering | 2.109 | active | 2011-01-06 |  | 2011
WEC | Fayston | Solar | Net-Metering | 3.192 | active | 2011-01-13 |  | 2011
WEC | Duxbury | Solar | Net-Metering | 2.7265 | active | 2011-01-28 |  | 2011
WEC | Brookfield | Solar | Net-Metering | 1.14 | active | 2011-01-28 |  | 2011
WEC | Moretown | Solar | Net-Metering | 4.674 | active | 2011-02-03 |  | 2011
WEC | Chelsea | Solar | Net-Metering | 3.059 | active | 2011-02-03 |  | 2011
WEC | Plainfield | Solar | Net-Metering | 3.99 | active | 2011-03-02 |  | 2011
WEC | Moretown | Solar | Net-Metering | 3.895 | active | 2011-03-02 |  | 2011
WEC | Plainfield | Solar | Net-Metering | 3.8665 | active | 2011-03-02 |  | 2011
WEC | Duxbury | Solar | Net-Metering | 2.9992 | active | 2011-03-02 |  | 2011
WEC | Duxbury | Solar | Net-Metering | 2.337 | active | 2011-04-06 |  | 2011
WEC | Marshfield | Solar | Net-Metering | 7.98 | active | 2011-04-13 |  | 2011
WEC | Barre City | Solar | Net-Metering | 2.4225 | active | 2011-04-26 |  | 2011
WEC | Moretown | Solar | Net-Metering | 3.895 | active | 2011-06-03 |  | 2011
WEC | Tunbridge | Solar | Net-Metering | 9.405 | active | 2011-06-17 |  | 2011
WEC | Calais | Solar | Net-Metering | 4.275 | active | 2011-06-18 |  | 2011
WEC | Moretown | Solar | Net-Metering | 7.011 | active | 2011-06-21 |  | 2011
WEC | Stannard | Solar | Net-Metering | 3.496 | active | 2011-06-21 |  | 2011
WEC | Moretown | Solar | Net-Metering | 1.5817 | active | 2011-06-21 |  | 2011
WEC | Middlesex | Solar | Net-Metering | 7.3 | active | 4074600% |  | 2011
WEC | Moretown | Solar | Net-Metering | 5.13 | active | 2011-08-04 |  | 2011
WEC | Moretown | Solar | Net-Metering | 3.895 | active | 2011-08-22 |  | 2011
WEC | Moretown | Solar | Net-Metering | 3.8475 | active | 2011-08-22 |  | 2011
WEC | Northfield | Solar | Net-Metering | 15 | active | 2020-06-20 |  | 2020
WEC | Duxbury | Solar | Net-Metering | 5.13 | active | 2011-08-26 |  | 2011
WEC | Middlesex | Solar | Net-Metering | 5.13 | active | 2011-09-19 |  | 2011
WEC | Calais | Solar | Net-Metering | 4 | active | 2011-10-14 |  | 2011
WEC | Montpelier | Solar | Net-Metering | 2.993 | active | 2011-10-17 |  | 2011
WEC | Moretown | Solar | Net-Metering | 4.98 | active | 2011-11-07 |  | 2011
WEC | Hardwick | Solar | Net-Metering | 1.966 | active | 2011-11-10 |  | 2011
WEC | Middlesex | Solar | Net-Metering | 4.349 | active | 2011-11-13 |  | 2011
WEC | Montpelier | Solar | Net-Metering | 8.037 | active | 2011-11-22 |  | 2011
WEC | Montpelier | Solar | Net-Metering | 4 | active | 2012-02-02 |  | 2012
WEC | Cabot | Solar | Net-Metering | 4.2 | active | 2012-04-06 |  | 2012
WEC | Montpelier | Solar | Net-Metering | 4.32 | active | 2012-04-08 |  | 2012
WEC | Groton | Solar | Net-Metering | 4.2 | active | 2012-04-09 |  | 2012
WEC | Middlesex | Solar | Net-Metering | 4.578 | active | 2012-04-13 |  | 2012
WEC | Moretown | Solar | Net-Metering | 1.84 | active | 2012-04-15 |  | 2012
WEC | Moretown | Solar | Net-Metering | 9.45 | active | 2012-04-23 |  | 2012
WEC | Calais | Solar | Net-Metering | 3.728 | active | 2012-05-02 |  | 2012
WEC | Cabot | Solar | Net-Metering | 9.8 | active | 4104100% |  | 2012
WEC | Middlesex | Solar | Net-Metering | 9.32 | active | 2012-05-21 |  | 2012
WEC | Vershire | Solar | Net-Metering | 8.379 | active | 4106000% |  | 2012
WEC | Cabot | Solar | Net-Metering | 4.6 | active | 2012-06-05 |  | 2012
WEC | Fayston | Solar | Net-Metering | 6.213 | active | 2012-06-14 |  | 2012
WEC | Walden | Solar | Net-Metering | 7.752 | active | 2012-06-20 |  | 2012
WEC | Plainfield | Solar | Net-Metering | 8.037 | active | 2012-06-28 |  | 2012
WEC | Williamstown | Solar | Net-Metering | 9.32 | active | 2012-06-30 |  | 2012
WEC | Stannard | Solar | Net-Metering | 4 | active | 2012-06-30 |  | 2012
WEC | Montpelier | Solar | Net-Metering | 4.19 | active | 2012-07-06 |  | 2012
WEC | Williamstown | Solar | Net-Metering | 5.597 | active | 2012-07-11 |  | 2012
WEC | Williamstown | Solar | Net-Metering | 3.99 | active | 2012-07-13 |  | 2012
WEC | Marshfield | Solar | Net-Metering | 4.361 | active | 2012-07-20 |  | 2012
WEC | Duxbury | Solar | Net-Metering | 2.85 | active | 2012-07-22 |  | 2012
WEC | Duxbury | Solar | Net-Metering | 6.524 | active | 2012-07-28 |  | 2012
WEC | Fayston | Solar | Net-Metering | 4.349 | active | 2012-07-29 |  | 2012
WEC | Walden | Solar | Net-Metering | 2.375 | active | 2012-08-05 |  | 2012
WEC | Calais | Solar | Net-Metering | 5.592 | active | 2012-08-11 |  | 2012
WEC | Plainfield | Solar | Net-Metering | 5.592 | active | 2012-08-11 |  | 2012
WEC | Middlesex | Solar | Net-Metering | 7.456 | active | 2012-08-12 |  | 2012
WEC | Middlesex | Solar | Net-Metering | 3.107 | active | 2012-08-17 |  | 2012
WEC | Calais | Solar | Net-Metering | 7.456 | active | 2012-08-20 |  | 2012
WEC | Middlesex | Solar | Net-Metering | 7.456 | active | 2012-08-26 |  | 2012
WEC | East Montpelier | Solar | Net-Metering | 94.84 | active | 2012-09-05 |  | 2012
WEC | Duxbury | Solar | Net-Metering | 2.776 | active | 2012-09-05 |  | 2012
WEC | Montpelier | Solar | Net-Metering | 2.237 | active | 2012-09-07 |  | 2012
WEC | Fayston | Solar | Net-Metering | 4.349 | active | 2012-09-08 |  | 2012
WEC | Barre City | Solar | Net-Metering | 8.55 | active | 2012-09-21 |  | 2012
WEC | Middlesex | Solar | Net-Metering | 4.189 | active | 2012-09-25 |  | 2012
WEC | Waterbury | Solar | Net-Metering | 5.12 | active | 2012-09-28 |  | 2012
WEC | Waterbury | Solar | Net-Metering | 4.1895 | active | 2012-10-05 |  | 2012
WEC | Montpelier | Solar | Net-Metering | 4.104 | active | 2012-10-05 |  | 2012
WEC | Northfield | Solar | Net-Metering | 11.4 | active | 2018-09-17 |  | 2018
WEC | Groton | Solar | Net-Metering | 5.7 | active | 2012-10-14 |  | 2012
WEC | Middlesex | Solar | Net-Metering | 4.73 | active | 2012-10-14 |  | 2012
WEC | Tunbridge | Solar | Net-Metering | 30 | active | 2012-10-15 |  | 2012
WEC | Calais | Solar | Net-Metering | 14.5 | active | 2012-10-21 |  | 2012
WEC | Plainfield | Solar | Net-Metering | 6.84 | active | 2012-10-27 |  | 2012
WEC | East Montpelier | Solar | Net-Metering | 5.472 | active | 2012-10-27 |  | 2012
WEC | Moretown | Solar | Net-Metering | 4.66 | active | 2012-10-29 |  | 2012
WEC | Plainfield | Solar | Net-Metering | 5.353 | active | 2012-11-02 |  | 2012
WEC | Williamstown | Solar | Net-Metering | 2.66 | active | 2012-11-02 |  | 2012
WEC | Topsham | Solar | Net-Metering | 5.225 | active | 2012-11-18 |  | 2012
WEC | Williamstown | Solar | Net-Metering | 12.103 | active | 2012-11-19 |  | 2012
WEC | Duxbury | Solar | Net-Metering | 3.648 | active | 2012-11-19 |  | 2012
WEC | Williamstown | Solar | Net-Metering | 2.88 | active | 2012-12-10 |  | 2012
WEC | Fayston | Solar | Net-Metering | 3.107 | active | 2013-01-01 |  | 2013
WEC | Middlesex | Solar | Net-Metering | 5.472 | active | 2013-01-15 |  | 2013
WEC | Berlin | Solar | Net-Metering | 3.7 | active | 4128900% |  | 2013
WEC | Plainfield | Solar | Net-Metering | 2.736 | active | 2013-02-12 |  | 2013
WEC | Calais | Solar | Net-Metering | 2.907 | active | 2013-02-18 |  | 2013
WEC | Duxbury | Solar | Net-Metering | 5.928 | active | 2013-03-09 |  | 2013
WEC | East Montpelier | Solar | Net-Metering | 5.592 | active | 2013-03-09 |  | 2013
WEC | Plainfield | Solar | Net-Metering | 4.191 | active | 2013-03-09 |  | 2013
WEC | Middlesex | Solar | Net-Metering | 11.21 | active | 2013-04-03 |  | 2013
WEC | Calais | Solar | Net-Metering | 6.65 | active | 2013-04-20 |  | 2013
WEC | Calais | Solar | Net-Metering | 6.175 | active | 2013-04-21 |  | 2013
WEC | Marshfield | Solar | Net-Metering | 11.183 | active | 2013-04-24 |  | 2013
WEC | Plainfield | Solar | Net-Metering | 4.37 | active | 2013-04-29 |  | 2013
WEC | East Montpelier | Solar | Net-Metering | 5.592 | active | 2013-05-06 |  | 2013
WEC | Plainfield | Solar | Net-Metering | 7.9 | active | 2013-05-13 |  | 2013
WEC | Moretown | Solar | Net-Metering | 5.7 | active | 2013-05-17 |  | 2013
WEC | Plainfield | Solar | Net-Metering | 1.71 | active | 2013-05-19 |  | 2013
WEC | Middlesex | Solar | Net-Metering | 11.4 | active | 2013-05-21 |  | 2013
WEC | Plainfield | Solar | Net-Metering | 7.448 | active | 2013-05-27 |  | 2013
WEC | Duxbury | Solar | Net-Metering | 5.592 | active | 2013-06-01 |  | 2013
WEC | Barre City | Solar | Net-Metering | 4.873 | active | 2013-06-03 |  | 2013
WEC | Middlesex | Solar | Net-Metering | 7.866 | active | 2013-06-16 |  | 2013
WEC | Duxbury | Solar | Net-Metering | 0.855 | active | 2013-06-16 |  | 2013
WEC | Peacham | Solar | Net-Metering | 0.95 | active | 2013-06-28 |  | 2013
WEC | Washington | Solar | Net-Metering | 8.6 | active | 4146300% |  | 2013
WEC | Fayston | Solar | Net-Metering | 5.592 | active | 2013-07-15 |  | 2013
WEC | Ryegate | Solar | Net-Metering | 5.7 | active | 2013-07-16 |  | 2013
WEC | Moretown | Solar | Net-Metering | 4.038 | active | 2013-07-16 |  | 2013
WEC | Cabot | Solar | Net-Metering | 2.2 | active | 2013-07-22 |  | 2013
WEC | Moretown | Solar | Net-Metering | 7.125 | active | 2013-07-25 |  | 2013
WEC | East Montpelier | Solar | Net-Metering | 7.9 | active | 2013-07-28 |  | 2013
WEC | Fayston | Solar | Net-Metering | 4.97 | active | 2013-08-04 |  | 2013
WEC | Plainfield | Solar | Net-Metering | 3.933 | active | 2013-08-31 |  | 2013
WEC | Calais | Solar | Net-Metering | 14.25 | active | 2013-09-03 |  | 2013
WEC | Williamstown | Solar | Net-Metering | 3.724 | active | 2013-09-07 |  | 2013
WEC | Marshfield | Solar | Net-Metering | 9.5 | active | 2013-09-10 |  | 2013
WEC | Montpelier | Solar | Net-Metering | 4.531 | active | 2013-09-15 |  | 2013
WEC | Williamstown | Solar | Net-Metering | 4.8 | active | 2013-09-20 |  | 2013
WEC | Marshfield | Solar | Net-Metering | 4.349 | active | 2013-09-24 |  | 2013
WEC | Barre Town | Solar | Net-Metering | 7.456 | active | 2013-09-26 |  | 2013
WEC | Calais | Solar | Net-Metering | 4.275 | active | 2013-09-27 |  | 2013
WEC | Moretown | Solar | Net-Metering | 3.306 | active | 2013-09-28 |  | 2013
WEC | Waitsfield | Solar | Net-Metering | 42.73 | active | 2013-09-30 |  | 2013
WEC | Moretown | Solar | Net-Metering | 7.456 | active | 2013-10-07 |  | 2013
WEC | Marshfield | Solar | Net-Metering | 6.612 | active | 2013-10-07 |  | 2013
WEC | Duxbury | Solar | Net-Metering | 4.408 | active | 2013-10-07 |  | 2013
WEC | Cabot | Solar | Net-Metering | 7.837 | active | 2013-10-08 |  | 2013
WEC | Chelsea | Solar | Net-Metering | 9.5 | active | 2013-10-11 |  | 2013
WEC | Middlesex | Solar | Net-Metering | 7.6 | active | 2013-10-11 |  | 2013
WEC | Cabot | Solar | Net-Metering | 5.7 | active | 2013-10-11 |  | 2013
WEC | Plainfield | Solar | Net-Metering | 8 | active | 2013-10-12 |  | 2013
WEC | Moretown | Solar | Net-Metering | 5.592 | active | 2013-10-12 |  | 2013
WEC | Plainfield | Solar | Net-Metering | 5.281 | active | 2013-10-12 |  | 2013
WEC | East Montpelier | Solar | Net-Metering | 4.959 | active | 2013-10-12 |  | 2013
WEC | Plainfield | Solar | Net-Metering | 3.306 | active | 2013-10-12 |  | 2013
WEC | Plainfield | Solar | Net-Metering | 3.306 | active | 2013-10-24 |  | 2013
WEC | Barre Town | Solar | Net-Metering | 14.25 | active | 2013-10-30 |  | 2013
WEC | Fayston | Solar | Net-Metering | 3.728 | active | 2013-11-02 |  | 2013
WEC | Barre Town | Solar | Net-Metering | 10 | active | 2013-12-10 |  | 2013
WEC | Northfield | Solar | Net-Metering | 10 | active | 2017-06-02 |  | 2017
WEC | Marshfield | Solar | Net-Metering | 6 | active | 2014-07-08 |  | 2014
WEC | East Montpelier | Solar | Net-Metering | 5.747 | active | 2014-07-25 |  | 2014
WEC | Cabot | Solar | Net-Metering | 4.75 | active | 2014-07-25 |  | 2014
WEC | Cabot | Solar | Net-Metering | 4.275 | active | 2014-07-25 |  | 2014
WEC | Montpelier | Solar | Net-Metering | 3.135 | active | 2014-07-25 |  | 2014
WEC | Corinth | Solar | Net-Metering | 3.5 | active | 2014-07-27 |  | 2014
WEC | Walden | Solar | Net-Metering | 5.13 | active | 2014-07-28 |  | 2014
WEC | Corinth | Solar | Net-Metering | 8 | active | 2014-08-01 |  | 2014
WEC | East Montpelier | Solar | Net-Metering | 9 | active | 2014-08-08 |  | 2014
WEC | Orange | Solar | Net-Metering | 15 | active | 2014-08-25 |  | 2014
WEC | Williamstown | Solar | Net-Metering | 9 | active | 2014-08-25 |  | 2014
WEC | Chelsea | Solar | Net-Metering | 5.5 | active | 2014-08-25 |  | 2014
WEC | Middlesex | Solar | Net-Metering | 2.5 | active | 2014-08-26 |  | 2014
WEC | Groton | Solar | Net-Metering | 4.18 | active | 2014-09-13 |  | 2014
WEC | Moretown | Solar | Net-Metering | 10 | active | 4191900% |  | 2014
WEC | Barre City | Solar | Net-Metering | 1.8 | active | 2014-10-14 |  | 2014
WEC | Plainfield | Solar | Net-Metering | 6 | active | 2014-11-24 |  | 2014
WEC | Plainfield | Solar | Net-Metering | 2.75 | active | 2014-11-28 |  | 2014
WEC | Marshfield | Solar | Net-Metering | 6.75 | active | 4200200% |  | 2014
WEC | Calais | Solar | Net-Metering | 25 | active | 2014-12-31 |  | 2014
WEC | Corinth | Solar | Net-Metering | 10 | active | 2015-01-09 |  | 2015
WEC | Peacham | Solar | Net-Metering | 5.75 | active | 2015-01-17 |  | 2015
WEC | Tunbridge | Solar | Net-Metering | 7.25 | active | 2015-01-20 |  | 2015
WEC | Cabot | Solar | Net-Metering | 6 | active | 2015-01-26 |  | 2015
WEC | Plainfield | Solar | Net-Metering | 6 | active | 2015-02-07 |  | 2015
WEC | Montpelier | Solar | Net-Metering | 5.59 | active | 2015-05-15 |  | 2015
WEC | Chelsea | Solar | Net-Metering | 3.8 | active | 2015-05-16 |  | 2015
WEC | Northfield | Solar | Net-Metering | 10 | active | 2018-08-07 |  | 2018
WEC | Brookfield | Solar | Net-Metering | 4 | active | 2015-05-28 |  | 2015
WEC | Chelsea | Solar | Net-Metering | 3 | active | 2015-06-02 |  | 2015
WEC | East Montpelier | Solar | Net-Metering | 4.75 | active | 2015-06-22 |  | 2015
WEC | Walden | Solar | Net-Metering | 9 | active | 2015-06-27 |  | 2015
WEC | Orange | Solar | Net-Metering | 4 | active | 2015-07-09 |  | 2015
WEC | Tunbridge | Solar | Net-Metering | 3 | active | 2015-07-17 |  | 2015
WEC | Montpelier | Solar | Net-Metering | 5 | active | 2015-08-04 |  | 2015
WEC | Bradford | Solar | Net-Metering | 6 | active | 2015-09-30 |  | 2015
WEC | Chelsea | Solar | Net-Metering | 10.4 | active | 2015-10-18 |  | 2015
WEC | East Montpelier | Solar | Net-Metering | 6.1 | active | 2015-10-20 |  | 2015
WEC | Chelsea | Solar | Net-Metering | 7.74 | active | 2015-11-02 |  | 2015
WEC | East Montpelier | Solar | Net-Metering | 4.7 | active | 2015-12-10 |  | 2015
WEC | East Montpelier | Solar | Net-Metering | 6 | active | 2016-02-16 |  | 2016
WEC | Middlesex | Solar | Net-Metering | 5 | active | 2016-02-23 |  | 2016
WEC | Peacham | Solar | Net-Metering | 34 | active | 2016-05-04 |  | 2016
WEC | Fayston | Solar | Net-Metering | 3.75 | active | 2016-05-11 |  | 2016
WEC | Corinth | Solar | Net-Metering | 7.8 | active | 2016-08-12 |  | 2016
WEC | Walden | Solar | Net-Metering | 2.4 | active | 2016-08-23 |  | 2016
WEC | Topsham | Solar | Net-Metering | 5 | active | 2016-09-07 |  | 2016
WEC | East Montpelier | Solar | Net-Metering | 4.3 | active | 2016-09-17 |  | 2016
WEC | East Montpelier | Solar | Net-Metering | 9.5 | active | 2016-11-01 |  | 2016
WEC | Calais | Solar | Net-Metering | 1.8 | active | 2016-12-08 |  | 2016
WEC | Fayston | Solar | Net-Metering | 10 | active | 2016-12-23 |  | 2016
WEC | Newbury | Solar | Net-Metering | 10 | active | 2016-12-30 |  | 2016
WEC | Plainfield | Solar | Net-Metering | 7.6 | active | 2017-02-16 |  | 2017
WEC | Worcester | Solar | Net-Metering | 4 | active | 2017-02-28 |  | 2017
WEC | Plainfield | Solar | Net-Metering | 5 | active | 2017-03-09 |  | 2017
WEC | Williamstown | Solar | Net-Metering | 7.6 | active | 2017-03-23 |  | 2017
WEC | Middlesex | Solar | Net-Metering | 5 | active | 2017-03-23 |  | 2017
WEC | East Montpelier | Solar | Net-Metering | 6 | active | 2017-03-28 |  | 2017
WEC | Topsham | Solar | Net-Metering | 5 | active | 2017-03-30 |  | 2017
WEC | Cabot | Solar | Net-Metering | 7.6 | active | 2017-04-03 |  | 2017
WEC | Calais | Solar | Net-Metering | 3.8 | active | 2017-04-12 |  | 2017
WEC | Orange | Solar | Net-Metering | 5 | active | 2017-04-25 |  | 2017
WEC | Calais | Solar | Net-Metering | 5 | active | 2017-04-25 |  | 2017
WEC | Williamstown | Solar | Net-Metering | 3.8 | active | 2017-04-25 |  | 2017
WEC | Moretown | Solar | Net-Metering | 3.8 | active | 2017-05-01 |  | 2017
WEC | East Montpelier | Solar | Net-Metering | 6 | active | 4285700% |  | 2017
WEC | East Montpelier | Solar | Net-Metering | 7.6 | active | 2017-05-08 |  | 2017
WEC | Middlesex | Solar | Net-Metering | 5 | active | 2017-05-09 |  | 2017
WEC | Worcester | Solar | Net-Metering | 3.8 | active | 2017-05-09 |  | 2017
WEC | Peacham | Solar | Net-Metering | 5 | active | 2017-05-22 |  | 2017
WEC | Corinth | Solar | Net-Metering | 6 | active | 2017-05-26 |  | 2017
WEC | East Montpelier | Solar | Net-Metering | 6 | active | 2017-05-30 |  | 2017
WEC | Northfield | Solar | Net-Metering | 10 | active | 2020-06-20 |  | 2020
WEC | Tunbridge | Solar | Net-Metering | 7.6 | active | 2017-06-02 |  | 2017
WEC | Middlesex | Solar | Net-Metering | 10 | active | 2017-06-05 |  | 2017
WEC | Duxbury | Solar | Net-Metering | 7.7 | active | 2017-06-12 |  | 2017
WEC | East Montpelier | Solar | Net-Metering | 7.7 | active | 2017-06-12 |  | 2017
WEC | CAbot | Solar | Net-Metering | 6 | active | 2017-06-12 |  | 2017
WEC | Walden | Solar | Net-Metering | 3.8 | active | 2017-06-12 |  | 2017
WEC | Middlesex | Solar | Net-Metering | 8.25 | active | 2017-06-14 |  | 2017
WEC | Duxbury | Solar | Net-Metering | 5 | active | 2017-06-14 |  | 2017
WEC | Williamstown | Solar | Net-Metering | 7.6 | active | 2017-06-15 |  | 2017
WEC | Berlin | Solar | Net-Metering | 10 | active | 2017-06-19 |  | 2017
WEC | Middlesex | Solar | Net-Metering | 5 | active | 2017-06-19 |  | 2017
WEC | Groton | Solar | Net-Metering | 7.6 | active | 2017-06-26 |  | 2017
WEC | Corinth | Solar | Net-Metering | 6 | active | 2017-06-26 |  | 2017
WEC | Moretown | Solar | Net-Metering | 6 | active | 2017-06-30 |  | 2017
WEC | Groton | Solar | Net-Metering | 5 | active | 2017-06-30 |  | 2017
WEC | Ryegate | Solar | Net-Metering | 3.8 | active | 2017-06-30 |  | 2017
WEC | Marshfield | Solar | Net-Metering | 7.6 | active | 2017-07-05 |  | 2017
WEC | Corinth | Solar | Net-Metering | 15 | active | 2017-07-13 |  | 2017
WEC | Plainfield | Solar | Net-Metering | 5 | active | 2017-07-13 |  | 2017
WEC | Calais | Solar | Net-Metering | 10 | active | 2017-07-18 |  | 2017
WEC | East Montpelier | Solar | Net-Metering | 7.6 | active | 2017-07-18 |  | 2017
WEC | Worcester | Solar | Net-Metering | 3.8 | active | 2017-07-18 |  | 2017
WEC | Cabot | Solar | Net-Metering | 10 | active | 2017-07-27 |  | 2017
WEC | Walden | Solar | Net-Metering | 7.6 | active | 2017-07-27 |  | 2017
WEC | Walden | Solar | Net-Metering | 6 | active | 2017-07-27 |  | 2017
WEC | Brookfield | Solar | Net-Metering | 6 | active | 2017-07-27 |  | 2017
WEC | East Montpelier | Solar | Net-Metering | 6 | active | 2017-07-27 |  | 2017
WEC | East Montpelier | Solar | Net-Metering | 5 | active | 2017-07-27 |  | 2017
WEC | East Montpelier | Solar | Net-Metering | 5 | active | 2017-07-27 |  | 2017
WEC | East Montpelier | Solar | Net-Metering | 3.8 | active | 2017-07-27 |  | 2017
WEC | Calais | Solar | Net-Metering | 15 | active | 2017-08-02 |  | 2017
WEC | East Montpelier | Solar | Net-Metering | 11.4 | active | 2017-08-03 |  | 2017
WEC | East Montpelier | Solar | Net-Metering | 10 | active | 2017-08-03 |  | 2017
WEC | Peacham | Solar | Net-Metering | 7.6 | active | 2017-08-03 |  | 2017
WEC | Brookfield | Solar | Net-Metering | 6 | active | 2017-08-03 |  | 2017
WEC | Plainfield | Solar | Net-Metering | 5 | active | 2017-08-03 |  | 2017
WEC | East Montpelier | Solar | Net-Metering | 5 | active | 2017-08-03 |  | 2017
WEC | East Montpelier | Solar | Net-Metering | 3.8 | active | 2017-08-03 |  | 2017
WEC | Barre Town | Solar | Net-Metering | 3.8 | active | 2017-08-03 |  | 2017
WEC | Barre Town | Solar | Net-Metering | 6 | active | 2017-08-17 |  | 2017
WEC | East Montpelier | Solar | Net-Metering | 7.5 | active | 2017-08-24 |  | 2017
WEC | Worcester | Solar | Net-Metering | 6 | active | 2017-08-24 |  | 2017
WEC | Middlesex | Solar | Net-Metering | 6 | active | 2017-08-24 |  | 2017
WEC | Peacham | Solar | Net-Metering | 6 | active | 2017-08-24 |  | 2017
WEC | Middlesex | Solar | Net-Metering | 15 | active | 2017-08-28 |  | 2017
WEC | Calais | Solar | Net-Metering | 13.6 | active | 2017-08-28 |  | 2017
WEC | Middlesex | Solar | Net-Metering | 7.9 | active | 2017-08-28 |  | 2017
WEC | East Montpelier | Solar | Net-Metering | 7.6 | active | 2017-08-31 |  | 2017
WEC | Plainfield | Solar | Net-Metering | 6 | active | 2017-08-31 |  | 2017
WEC | Peacham | Solar | Net-Metering | 6 | active | 2017-08-31 |  | 2017
WEC | East Montpelier | Solar | Net-Metering | 3.8 | active | 2017-09-01 |  | 2017
WEC | Walden | Solar | Net-Metering | 7 | active | 2017-09-06 |  | 2017
WEC | Middlesex | Solar | Net-Metering | 6 | active | 2017-09-07 |  | 2017
WEC | Walden | Solar | Net-Metering | 6 | active | 2017-09-14 |  | 2017
WEC | Vershire | Solar | Net-Metering | 6.72 | active | 2017-09-21 |  | 2017
WEC | Montpelier | Solar | Net-Metering | 6 | active | 2017-09-21 |  | 2017
WEC | East Montpelier | Solar | Net-Metering | 6 | active | 2017-09-21 |  | 2017
WEC | Brookfield | Solar | Net-Metering | 5 | active | 2017-09-21 |  | 2017
WEC | East Montpelier | Solar | Net-Metering | 3.8 | active | 2017-09-21 |  | 2017
WEC | Montpelier | Solar | Net-Metering | 7.6 | active | 2017-09-25 |  | 2017
WEC | Orange | Solar | Net-Metering | 15 | active | 2017-10-04 |  | 2017
WEC | Middlesex | Solar | Net-Metering | 10 | active | 2017-10-04 |  | 2017
WEC | Corinth | Solar | Net-Metering | 7.6 | active | 2017-10-04 |  | 2017
WEC | Corinth | Solar | Net-Metering | 7.6 | active | 2017-10-04 |  | 2017
WEC | East Montpelier | Solar | Net-Metering | 7.6 | active | 2017-10-04 |  | 2017
WEC | Ryegate | Solar | Net-Metering | 6 | active | 2017-10-06 |  | 2017
WEC | Barre Town | Solar | Net-Metering | 6 | active | 2017-10-06 |  | 2017
WEC | Worcester | Solar | Net-Metering | 10 | active | 2017-10-10 |  | 2017
WEC | Fayston | Solar | Net-Metering | 15 | active | 2017-10-12 |  | 2017
WEC | Middlesex | Solar | Net-Metering | 7.6 | active | 2017-10-12 |  | 2017
WEC | Worcester | Solar | Net-Metering | 6 | active | 2017-10-12 |  | 2017
WEC | East Montpelier | Solar | Net-Metering | 10 | active | 2017-10-24 |  | 2017
WEC | Greensboro | Solar | Net-Metering | 6 | active | 2017-11-14 |  | 2017
WEC | Moretown | Solar | Net-Metering | 3.8 | active | 2017-11-14 |  | 2017
WEC | Barre Town | Solar | Net-Metering | 15 | active | 2017-11-17 |  | 2017
WEC | Duxbury | Solar | Net-Metering | 7.6 | active | 2017-11-17 |  | 2017
WEC | East Montpelier | Solar | Net-Metering | 6 | active | 2017-11-17 |  | 2017
WEC | Barre Town | Solar | Net-Metering | 6 | active | 2017-11-17 |  | 2017
WEC | Calais | Solar | Net-Metering | 5 | active | 2017-11-17 |  | 2017
WEC | Peacham | Solar | Net-Metering | 3.8 | active | 2017-11-17 |  | 2017
WEC | Williamstown | Solar | Net-Metering | 3 | active | 2017-11-17 |  | 2017
WEC | Duxbury | Solar | Net-Metering | 3 | active | 2017-11-17 |  | 2017
WEC | Corinth | Solar | Net-Metering | 19 | active | 2017-11-21 |  | 2017
WEC | Middlesex | Solar | Net-Metering | 15 | active | 2017-11-21 |  | 2017
WEC | Calais | Solar | Net-Metering | 10 | active | 2017-11-21 |  | 2017
WEC | Washington | Solar | Net-Metering | 10 | active | 2017-11-21 |  | 2017
WEC | East Montpelier | Solar | Net-Metering | 7.5 | active | 2017-11-21 |  | 2017
WEC | Calais | Solar | Net-Metering | 3.8 | active | 2017-11-21 |  | 2017
WEC | Duxbury | Solar | Net-Metering | 7.6 | active | 2017-11-30 |  | 2017
WEC | Middlesex | Solar | Net-Metering | 6 | active | 2017-11-30 |  | 2017
WEC | East Montpelier | Solar | Net-Metering | 3.8 | active | 2017-12-06 |  | 2017
WEC | Calais | Solar | Net-Metering | 11.4 | active | 2017-12-12 |  | 2017
WEC | Duxbury | Solar | Net-Metering | 10 | active | 2017-12-12 |  | 2017
WEC | Middlesex | Solar | Net-Metering | 7.6 | active | 2017-12-12 |  | 2017
WEC | Vershire | Solar | Net-Metering | 6 | active | 2017-12-12 |  | 2017
WEC | Walden | Solar | Net-Metering | 5 | active | 2017-12-12 |  | 2017
WEC | Walden | Solar | Net-Metering | 5 | active | 2017-12-12 |  | 2017
WEC | Plainfield | Solar | Net-Metering | 3 | active | 2017-12-12 |  | 2017
WEC | Plainfield | Solar | Net-Metering | 3 | active | 2017-12-12 |  | 2017
WEC | East Montpelier | Solar | Net-Metering | 11.4 | active | 2017-12-18 |  | 2017
WEC | Corinth | Solar | Net-Metering | 7.6 | active | 2017-12-18 |  | 2017
WEC | Calais | Solar | Net-Metering | 4.5 | active | 2017-12-18 |  | 2017
WEC | Corinth | Solar | Net-Metering | 3.8 | active | 2017-12-18 |  | 2017
WEC | Orange | Solar | Net-Metering | 3.8 | active | 2017-12-18 |  | 2017
WEC | Worcester | Solar | Net-Metering | 6.4 | active | 2017-12-22 |  | 2017
WEC | Corinth | Solar | Net-Metering | 7.6 | active | 2017-12-29 |  | 2017
WEC | Plainfield | Solar | Net-Metering | 7.6 | active | 2017-12-29 |  | 2017
WEC | Peacham | Solar | Net-Metering | 7.6 | active | 2017-12-29 |  | 2017
WEC | Peacham | Solar | Net-Metering | 6 | active | 2017-12-29 |  | 2017
WEC | Corinth | Solar | Net-Metering | 6 | active | 2017-12-29 |  | 2017
WEC | Orange | Solar | Net-Metering | 3.8 | active | 2017-12-29 |  | 2017
WEC | Williamstown | Solar | Net-Metering | 6 | active | 2018-01-16 |  | 2018
WEC | Washington | Solar | Net-Metering | 7.6 | active | 2018-01-26 |  | 2018
WEC | Orange | Solar | Net-Metering | 5 | active | 2018-01-26 |  | 2018
WEC | Chelsea | Solar | Net-Metering | 3.8 | active | 2018-02-15 |  | 2018
WEC | Groton | Solar | Net-Metering | 7.6 | active | 2018-02-27 |  | 2018
WEC | Cabot | Solar | Net-Metering | 5.6 | active | 2018-03-07 |  | 2018
WEC | Williamstown | Solar | Net-Metering | 15 | active | 2018-03-09 |  | 2018
WEC | Duxbury | Solar | Net-Metering | 7.4 | active | 2018-03-19 |  | 2018
WEC | Plainfield | Solar | Net-Metering | 6 | active | 2018-03-19 |  | 2018
WEC | Berlin | Solar | Net-Metering | 6 | active | 2018-03-19 |  | 2018
WEC | Walden | Solar | Net-Metering | 6 | active | 2018-03-21 |  | 2018
WEC | Topsham | Solar | Net-Metering | 6 | active | 2018-03-26 |  | 2018
WEC | Marshfield | Solar | Net-Metering | 3.8 | active | 2018-03-28 |  | 2018
WEC | Plainfield | Solar | Net-Metering | 5 | active | 2018-04-02 |  | 2018
WEC | Peacham | Solar | Net-Metering | 7.6 | active | 2018-04-03 |  | 2018
WEC | Peacham | Solar | Net-Metering | 6 | active | 2018-04-03 |  | 2018
WEC | Topsham | Solar | Net-Metering | 5 | active | 2018-04-16 |  | 2018
WEC | Barre Town | Solar | Net-Metering | 6 | active | 2018-04-27 |  | 2018
WEC | Washington | Solar | Net-Metering | 5 | active | 2018-04-30 |  | 2018
WEC | Corinth | Solar | Net-Metering | 4.8 | active | 2018-04-30 |  | 2018
WEC | Corinth | Solar | Net-Metering | 21 | active | 2018-05-14 |  | 2018
WEC | Calais | Solar | Net-Metering | 6 | active | 2018-05-15 |  | 2018
WEC | Calais | Solar | Net-Metering | 3.8 | active | 2018-05-15 |  | 2018
WEC | Tunbridge | Solar | Net-Metering | 5 | active | 2018-05-16 |  | 2018
WEC | East Montpelier | Solar | Net-Metering | 5 | active | 2018-05-16 |  | 2018
WEC | Moretown | Solar | Net-Metering | 3.8 | active | 2018-05-24 |  | 2018
WEC | Fayston | Solar | Net-Metering | 3.4 | active | 2018-05-24 |  | 2018
WEC | Washington | Solar | Net-Metering | 3.8 | active | 2018-06-05 |  | 2018
WEC | Berlin | Solar | Net-Metering | 3.8 | active | 2018-06-05 |  | 2018
WEC | East Montpelier | Solar | Net-Metering | 7.6 | active | 2018-06-08 |  | 2018
WEC | East Montpelier | Solar | Net-Metering | 3.8 | active | 2018-06-08 |  | 2018
WEC | Topsham | Solar | Net-Metering | 10 | active | 2018-06-11 |  | 2018
WEC | Walden | Solar | Net-Metering | 6 | active | 2018-06-11 |  | 2018
WEC | Peacham | Solar | Net-Metering | 6 | active | 2018-06-11 |  | 2018
WEC | Calais | Solar | Net-Metering | 3 | active | 2018-06-11 |  | 2018
WEC | Corinth | Solar | Net-Metering | 8.8 | active | 2018-06-20 |  | 2018
WEC | Washington | Solar | Net-Metering | 7.6 | active | 2018-06-20 |  | 2018
WEC | Duxbury | Solar | Net-Metering | 10 | active | 2018-06-21 |  | 2018
WEC | Corinth | Solar | Net-Metering | 3.8 | active | 2018-06-22 |  | 2018
WEC | Washington | Solar | Net-Metering | 12 | active | 2018-06-26 |  | 2018
WEC | East Montpelier | Solar | Net-Metering | 6.4 | active | 2018-07-02 |  | 2018
WEC | Corinth | Solar | Net-Metering | 6 | active | 2018-07-02 |  | 2018
WEC | Corinth | Solar | Net-Metering | 7.6 | active | 2018-07-09 |  | 2018
WEC | Calais | Solar | Net-Metering | 7.6 | active | 2018-07-10 |  | 2018
WEC | East Montpelier | Solar | Net-Metering | 10 | active | 2018-07-18 |  | 2018
WEC | Orange | Solar | Net-Metering | 7.6 | active | 2018-07-23 |  | 2018
WEC | Berlin | Solar | Net-Metering | 7.6 | active | 2018-07-25 |  | 2018
WEC | Orange | Solar | Net-Metering | 7.6 | active | 2018-07-25 |  | 2018
WEC | Plainfield | Solar | Net-Metering | 4.8 | active | 2018-08-01 |  | 2018
WEC | Northfield | Solar | Net-Metering | 7.6 | active | 2019-08-23 |  | 2019
WEC | Barre Town | Solar | Net-Metering | 10 | active | 2018-08-14 |  | 2018
WEC | Williamstown | Solar | Net-Metering | 7.6 | active | 2018-08-14 |  | 2018
WEC | Middlesex | Solar | Net-Metering | 6 | active | 2018-08-16 |  | 2018
WEC | Chelsea | Solar | Net-Metering | 10 | active | 2018-08-23 |  | 2018
WEC | Northfield | Solar | Net-Metering | 7.5 | active | 2014-06-04 |  | 2014
WEC | Topsham | Solar | Net-Metering | 5 | active | 2018-08-23 |  | 2018
WEC | Calais | Solar | Net-Metering | 7.6 | active | 2018-09-06 |  | 2018
WEC | East Montpelier | Solar | Net-Metering | 7.6 | active | 2018-09-06 |  | 2018
WEC | Corinth | Solar | Net-Metering | 5 | active | 2018-09-06 |  | 2018
WEC | Calais | Solar | Net-Metering | 13 | active | 2018-09-07 |  | 2018
WEC | Moretown | Solar | Net-Metering | 5 | active | 2018-09-11 |  | 2018
WEC | Roxbury | Solar | Net-Metering | 10 | active | 2018-09-14 |  | 2018
WEC | Chelsea | Solar | Net-Metering | 9 | active | 2018-09-14 |  | 2018
WEC | Northfield | Solar | Net-Metering | 7.3 | active | 2021-08-17 |  | 2021
WEC | Woodbury | Solar | Net-Metering | 10 | active | 2018-09-26 |  | 2018
WEC | Topsham | Solar | Net-Metering | 11.4 | active | 2018-09-27 |  | 2018
WEC | Corinth | Solar | Net-Metering | 7.6 | active | 2018-09-27 |  | 2018
WEC | Roxbury | Solar | Net-Metering | 7.6 | active | 2018-09-27 |  | 2018
WEC | Middlesex | Solar | Net-Metering | 5 | active | 2018-09-27 |  | 2018
WEC | Orange | Solar | Net-Metering | 6 | active | 2018-10-02 |  | 2018
WEC | Barre Town | Solar | Net-Metering | 7.6 | active | 2018-10-09 |  | 2018
WEC | Middlesex | Solar | Net-Metering | 3 | active | 2018-10-15 |  | 2018
WEC | Fayston | Solar | Net-Metering | 6 | active | 2018-10-22 |  | 2018
WEC | East Montpelier | Solar | Net-Metering | 250 | active | 2018-11-01 |  | 2018
WEC | East Montpelier | Solar | Net-Metering | 150 | active | 2018-11-01 |  | 2018
WEC | Orange | Solar | Net-Metering | 15 | active | 2018-11-01 |  | 2018
WEC | Moretown | Solar | Net-Metering | 6.4 | active | 2018-11-01 |  | 2018
WEC | Corinth | Solar | Net-Metering | 6 | active | 2018-11-01 |  | 2018
WEC | Duxbury | Solar | Net-Metering | 3.8 | active | 2018-11-01 |  | 2018
WEC | Brookfield | Solar | Net-Metering | 5 | active | 2018-11-05 |  | 2018
WEC | East Montpelier | Solar | Net-Metering | 7.6 | active | 2018-11-07 |  | 2018
WEC | Middlesex | Solar | Net-Metering | 5.8 | active | 2018-11-07 |  | 2018
WEC | Peacham | Solar | Net-Metering | 5 | active | 2018-11-15 |  | 2018
WEC | Cabot | Solar | Net-Metering | 6 | active | 2018-11-21 |  | 2018
WEC | East Montpelier | Solar | Net-Metering | 13.6 | active | 2018-11-30 |  | 2018
WEC | Washington | Solar | Net-Metering | 7.6 | active | 2018-11-30 |  | 2018
WEC | Peacham | Solar | Net-Metering | 7.6 | active | 2018-12-07 |  | 2018
WEC | Brookfield | Solar | Net-Metering | 10 | active | 2018-12-12 |  | 2018
WEC | Corinth | Solar | Net-Metering | 6 | active | 2018-12-12 |  | 2018
WEC | Tunbridge | Solar | Net-Metering | 6 | active | 2018-12-12 |  | 2018
WEC | Bradford | Solar | Net-Metering | 3 | active | 2018-12-12 |  | 2018
WEC | Williamstown | Solar | Net-Metering | 7 | active | 2018-12-13 |  | 2018
WEC | Vershire | Solar | Net-Metering | 6 | active | 2018-12-13 |  | 2018
WEC | Williamstown | Solar | Net-Metering | 5 | active | 2018-12-13 |  | 2018
WEC | East Montpelier | Solar | Net-Metering | 3.8 | active | 2018-12-17 |  | 2018
WEC | East Montpelier | Solar | Net-Metering | 5 | active | 2018-12-19 |  | 2018
WEC | Worcester | Solar | Net-Metering | 15 | active | 2018-12-27 |  | 2018
WEC | Cabot | Solar | Net-Metering | 10 | active | 2019-01-23 |  | 2019
WEC | Williamstown | Solar | Net-Metering | 7.6 | active | 2019-01-23 |  | 2019
WEC | Moretown | Solar | Net-Metering | 3 | active | 2019-01-23 |  | 2019
WEC | Brookfield | Solar | Net-Metering | 15 | active | 2019-02-06 |  | 2019
WEC | Fayston | Solar | Net-Metering | 11.4 | active | 2019-03-04 |  | 2019
WEC | Bradford | Solar | Net-Metering | 3.8 | active | 2019-03-04 |  | 2019
WEC | Fayston | Solar | Net-Metering | 3 | active | 2019-03-04 |  | 2019
WEC | Corinth | Solar | Net-Metering | 7.6 | active | 2019-03-06 |  | 2019
WEC | Walden | Solar | Net-Metering | 5 | active | 2019-03-11 |  | 2019
WEC | Williamstown | Solar | Net-Metering | 7.6 | active | 2019-03-26 |  | 2019
WEC | Moretown | Solar | Net-Metering | 15 | active | 2019-04-03 |  | 2019
WEC | Fayston | Solar | Net-Metering | 11.4 | active | 2019-04-03 |  | 2019
WEC | Moretown | Solar | Net-Metering | 5 | active | 2019-04-15 |  | 2019
WEC | Brookfield | Solar | Net-Metering | 3.8 | active | 2019-05-01 |  | 2019
WEC | Hardwick | Solar | Net-Metering | 7.6 | active | 2019-05-09 |  | 2019
WEC | Duxbury | Solar | Net-Metering | 7.6 | active | 2019-05-09 |  | 2019
WEC | Middlesex | Solar | Net-Metering | 6 | active | 2019-05-09 |  | 2019
WEC | Middlesex | Solar | Net-Metering | 11.4 | active | 2019-05-30 |  | 2019
WEC | Moretown | Solar | Net-Metering | 10 | active | 2019-05-30 |  | 2019
WEC | Cabot | Solar | Net-Metering | 7.6 | active | 2019-05-30 |  | 2019
WEC | East Montpelier | Solar | Net-Metering | 10 | active | 2019-06-05 |  | 2019
WEC | Chelsea | Solar | Net-Metering | 7.6 | active | 2019-06-06 |  | 2019
WEC | Fayston | Solar | Net-Metering | 6 | active | 2019-06-06 |  | 2019
WEC | Moretown | Solar | Net-Metering | 5 | active | 2019-06-06 |  | 2019
WEC | Groton | Solar | Net-Metering | 12.6 | active | 2019-06-07 |  | 2019
WEC | Middlesex | Solar | Net-Metering | 10.6 | active | 2019-06-25 |  | 2019
WEC | Calais | Solar | Net-Metering | 10 | active | 2019-06-25 |  | 2019
WEC | Walden | Solar | Net-Metering | 7.6 | active | 2019-06-25 |  | 2019
WEC | Marshfield | Solar | Net-Metering | 5.3 | active | 2019-06-25 |  | 2019
WEC | Topsham | Solar | Net-Metering | 3.8 | active | 2019-06-25 |  | 2019
WEC | Williamstown | Solar | Net-Metering | 5 | active | 2019-07-09 |  | 2019
WEC | Tunbridge | Solar | Net-Metering | 11.4 | active | 2019-07-12 |  | 2019
WEC | East Montpelier | Solar | Net-Metering | 57.6 | active | 2019-07-15 |  | 2019
WEC | Plainfield | Solar | Net-Metering | 10 | active | 2019-07-15 |  | 2019
WEC | Marshfield | Solar | Net-Metering | 6 | active | 2019-07-15 |  | 2019
WEC | Vershire | Solar | Net-Metering | 10 | active | 2019-07-17 |  | 2019
WEC | East Montpelier | Solar | Net-Metering | 6 | active | 2019-07-17 |  | 2019
WEC | Vershire | Solar | Net-Metering | 10 | active | 2019-07-31 |  | 2019
WEC | Plainfield | Solar | Net-Metering | 7.6 | active | 2019-08-05 |  | 2019
WEC | Vershire | Solar | Net-Metering | 6 | active | 2019-08-05 |  | 2019
WEC | Vershire | Solar | Net-Metering | 5 | active | 2019-08-05 |  | 2019
WEC | Vershire | Solar | Net-Metering | 7.6 | active | 2019-08-12 |  | 2019
WEC | Marshfield | Solar | Net-Metering | 5 | active | 2019-08-12 |  | 2019
WEC | Williamstown | Solar | Net-Metering | 15 | active | 2019-08-23 |  | 2019
WEC | Moretown | Solar | Net-Metering | 10 | active | 2019-08-23 |  | 2019
WEC | Williamstown | Solar | Net-Metering | 7.6 | active | 2019-08-23 |  | 2019
WEC | Northfield | Solar | Net-Metering | 6.4125 | active | 2011-08-26 |  | 2011
WEC | Moretown | Solar | Net-Metering | 7.6 | active | 2019-08-23 |  | 2019
WEC | Brookfield | Solar | Net-Metering | 5 | active | 2019-08-23 |  | 2019
WEC | Groton | Solar | Net-Metering | 6 | active | 2019-08-30 |  | 2019
WEC | Fayston | Solar | Net-Metering | 10.6 | active | 2019-09-03 |  | 2019
WEC | Middlesex | Solar | Net-Metering | 11.4 | active | 2019-09-06 |  | 2019
WEC | East Montpelier | Solar | Net-Metering | 7.6 | active | 2019-09-06 |  | 2019
WEC | Chelsea | Solar | Net-Metering | 7.6 | active | 2019-09-06 |  | 2019
WEC | Newbury | Solar | Net-Metering | 7.6 | active | 2019-09-16 |  | 2019
WEC | Waitsfield | Solar | Net-Metering | 420 | active | 2019-12-30 |  | 2019
WEC | Middlesex | Solar | Net-Metering | 20 | active | 2020-01-08 |  | 2020
WEC | Tunbridge | Solar | Net-Metering | 6 | active | 2020-01-15 |  | 2020
WEC | Calais | Solar | Net-Metering | 5 | active | 2020-01-20 |  | 2020
WEC | Middlesex | Solar | Net-Metering | 10 | active | 2020-01-24 |  | 2020
WEC | Roxbury | Solar | Net-Metering | 6 | active | 2020-01-28 |  | 2020
WEC | Williamstown | Solar | Net-Metering | 11.4 | active | 2020-01-31 |  | 2020
WEC | East Montpelier | Solar | Net-Metering | 14.75 | active | 2020-02-28 |  | 2020
WEC | Calais | Solar | Net-Metering | 7.6 | active | 2020-02-28 |  | 2020
WEC | Middlesex | Solar | Net-Metering | 7.6 | active | 2020-03-09 |  | 2020
WEC | Tunbridge | Solar | Net-Metering | 6 | active | 2020-04-08 |  | 2020
WEC | Williamstown | Solar | Net-Metering | 7.6 | active | 2020-04-28 |  | 2020
WEC | Tunbridge | Solar | Net-Metering | 7.6 | active | 2020-05-22 |  | 2020
WEC | Chelsea | Solar | Net-Metering | 3.8 | active | 2020-05-22 |  | 2020
WEC | Williamstown | Solar | Net-Metering | 3 | active | 2020-05-22 |  | 2020
WEC | Middlesex | Solar | Net-Metering | 7.6 | active | 2020-05-26 |  | 2020
WEC | Chelsea | Solar | Net-Metering | 5 | active | 2020-05-26 |  | 2020
WEC | East Montpelier | Solar | Net-Metering | 10 | active | 2020-05-28 |  | 2020
WEC | Williamstown | Solar | Net-Metering | 10 | active | 2020-06-05 |  | 2020
WEC | Corinth | Solar | Net-Metering | 6 | active | 2020-06-05 |  | 2020
WEC | Marshfield | Solar | Net-Metering | 3.8 | active | 2020-06-14 |  | 2020
WEC | Northfield | Solar | Net-Metering | 6 | active | 2018-08-23 |  | 2018
WEC | Northfield | Solar | Net-Metering | 6 | active | 2021-11-26 |  | 2021
WEC | Williamstown | Solar | Net-Metering | 7.6 | active | 2020-06-20 |  | 2020
WEC | Calais | Solar | Net-Metering | 6 | active | 2020-06-24 |  | 2020
WEC | Tunbridge | Solar | Net-Metering | 10.9 | active | 2020-07-01 |  | 2020
WEC | Groton | Solar | Net-Metering | 7.6 | active | 2020-07-01 |  | 2020
WEC | Vershire | Solar | Net-Metering | 15 | active | 2020-07-02 |  | 2020
WEC | Marshfield | Solar | Net-Metering | 10 | active | 2020-07-14 |  | 2020
WEC | Groton | Solar | Net-Metering | 7.6 | active | 2020-07-14 |  | 2020
WEC | Middlesex | Solar | Net-Metering | 5 | active | 2020-07-14 |  | 2020
WEC | Middlesex | Solar | Net-Metering | 3.8 | active | 2020-07-14 |  | 2020
WEC | Barre Town | Solar | Net-Metering | 5 | active | 2020-07-15 |  | 2020
WEC | Middlesex | Solar | Net-Metering | 15 | active | 2020-07-20 |  | 2020
WEC | Brookfield | Solar | Net-Metering | 7.8 | active | 2020-07-20 |  | 2020
WEC | Fayston | Solar | Net-Metering | 5.9 | active | 2020-07-20 |  | 2020
WEC | Middlesex | Solar | Net-Metering | 3.8 | active | 2020-08-16 |  | 2020
WEC | Plainfield | Solar | Net-Metering | 10 | active | 2020-08-19 |  | 2020
WEC | Plainfield | Solar | Net-Metering | 7.6 | active | 2020-08-19 |  | 2020
WEC | Hardwick | Solar | Net-Metering | 7.6 | active | 2020-08-19 |  | 2020
WEC | Northfield | Solar | Net-Metering | 6 | Active | 4457900% |  | 2022
WEC | Woodbury | Solar | Net-Metering | 5 | active | 2020-08-19 |  | 2020
WEC | Groton | Solar | Net-Metering | 10 | active | 2020-08-26 |  | 2020
WEC | Groton | Solar | Net-Metering | 3.5 | active | 2020-08-26 |  | 2020
WEC | Vershire | Solar | Net-Metering | 6 | active | 2020-09-01 |  | 2020
WEC | Topsham | Solar | Net-Metering | 10 | active | 2020-09-01 |  | 2020
WEC | Walden | Solar | Net-Metering | 10 | active | 2020-09-15 |  | 2020
WEC | East Montpelier | Solar | Net-Metering | 7.6 | active | 2020-09-23 |  | 2020
WEC | Duxbury | Solar | Net-Metering | 8.3 | active | 2020-09-23 |  | 2020
WEC | East Montpelier | Solar | Net-Metering | 8.12 | active | 2020-09-23 |  | 2020
WEC | Duxbury | Solar | Net-Metering | 10.9 | active | 2020-09-23 |  | 2020
WEC | Calais | Solar | Net-Metering | 15 | active | 2020-09-30 |  | 2020
WEC | East Montpelier | Solar | Net-Metering | 6 | active | 2020-10-13 |  | 2020
WEC | Vershire | Solar | Net-Metering | 6 | active | 2020-10-13 |  | 2020
WEC | Williamstown | Solar | Net-Metering | 9.9 | active | 2020-10-13 |  | 2020
WEC | East Montpelier | Solar | Net-Metering | 10 | active | 2020-10-13 |  | 2020
WEC | Corinth | Solar | Net-Metering | 10 | active | 2020-10-13 |  | 2020
WEC | Barre Town | Solar | Net-Metering | 7.6 | active | 2020-10-13 |  | 2020
WEC | Moretown | Solar | Net-Metering | 11.4 | active | 2020-10-13 |  | 2020
WEC | Fayston | Solar | Net-Metering | 15 | active | 2020-10-13 |  | 2020
WEC | Moretown | Solar | Net-Metering | 10 | active | 2020-10-20 |  | 2020
WEC | Plainfield | Solar | Net-Metering | 5 | active | 2020-10-21 |  | 2020
WEC | Chelsea | Solar | Net-Metering | 6 | active | 2020-10-30 |  | 2020
WEC | Cabot | Solar | Net-Metering | 10 | active | 2020-11-03 |  | 2020
WEC | Barre Town | Solar | Net-Metering | 16 | active | 2020-11-03 |  | 2020
WEC | Williamstown | Solar | Net-Metering | 10 | active | 2020-11-04 |  | 2020
WEC | Chelsea | Solar | Net-Metering | 3.8 | active | 2020-11-10 |  | 2020
WEC | Plainfield | Solar | Net-Metering | 7 | active | 2020-11-10 |  | 2020
WEC | East Montpelier | Solar | Net-Metering | 5 | active | 2020-11-20 |  | 2020
WEC | Bradford | Solar | Net-Metering | 14.5 | active | 2020-12-02 |  | 2020
WEC | Peacham | Solar | Net-Metering | 5 | active | 2020-12-09 |  | 2020
WEC | Williamstown | Solar | Net-Metering | 9.9 | active | 2020-12-09 |  | 2020
WEC | Peacham | Solar | Net-Metering | 5 | active | 2020-12-09 |  | 2020
WEC | Waitsfield | Solar | Net-Metering | 120 | active | 2020-12-10 |  | 2020
WEC | East Montpelier | Solar | Net-Metering | 3 | active | 2021-01-26 |  | 2021
WEC | Middlesex | Solar | Net-Metering | 5 | active | 2021-01-26 |  | 2021
WEC | Moretown | Solar | Net-Metering | 5.3 | active | 2021-01-26 |  | 2021
WEC | Vershire | Solar | Net-Metering | 12.7 | active | 2021-02-16 |  | 2021
WEC | Corinth | Solar | Net-Metering | 15 | active | 2021-02-16 |  | 2021
WEC | Barre City | Solar | Net-Metering | 8 | active | 2021-02-16 |  | 2021
WEC | Peacham | Solar | Net-Metering | 5 | active | 2021-03-30 |  | 2021
WEC | Tunbridge | Solar | Net-Metering | 15 | active | 2021-03-05 |  | 2021
WEC | Fayston | Solar | Net-Metering | 7 | active | 2021-03-25 |  | 2021
WEC | Marshfield | Solar | Net-Metering | 6 | active | 2021-03-16 |  | 2021
WEC | East Montpelier | Solar | Net-Metering | 5 | active | 2021-03-25 |  | 2021
WEC | Chelsea | Solar | Net-Metering | 5.3 | active | 2021-04-05 |  | 2021
WEC | East Montpelier | Solar | Net-Metering | 11.4 | active | 2021-04-09 |  | 2021
WEC | Duxbury | Solar | Net-Metering | 2.4 | active | 2021-04-19 |  | 2021
WEC | Williamstown | Solar | Net-Metering | 4.4 | active | 2021-04-07 |  | 2021
WEC | Calais | Solar | Net-Metering | 3 | active | 2021-05-18 |  | 2021
WEC | Danville | Solar | Net-Metering | 7 | active | 2021-05-18 |  | 2021
WEC | Williamstown | Solar | Net-Metering | 9.2 | active | 2021-05-19 |  | 2021
WEC | Groton | Solar | Net-Metering | 5.9 | active | 2021-05-19 |  | 2021
WEC | Barre Town | Solar | Net-Metering | 7 | active | 2021-06-15 |  | 2021
WEC | Fayston | Solar | Net-Metering | 7.8 | active | 2021-06-09 |  | 2021
WEC | Middlesex | Solar | Net-Metering | 5 | active | 2021-06-30 |  | 2021
WEC | Duxbury | Solar | Net-Metering | 15 | active | 2021-06-15 |  | 2021
WEC | Cabot | Solar | Net-Metering | 4.4 | active | 2021-06-30 |  | 2021
WEC | Fayston | Solar | Net-Metering | 3.5 | active | 2021-07-01 |  | 2021
WEC | Williamstown | Solar | Net-Metering | 9.8 | active | 2021-07-19 |  | 2021
WEC | East Montpelier | Solar | Net-Metering | 3.8 | active | 2021-07-19 |  | 2021
WEC | Williamstown | Solar | Net-Metering | 9.7 | active | 2021-08-01 |  | 2021
WEC | Fayston | Solar | Net-Metering | 10.3 | active | 2021-08-01 |  | 2021
WEC | Barre Town | Solar | Net-Metering | 6 | active | 2021-08-02 |  | 2021
WEC | Stannard | Solar | Net-Metering | 12 | active | 2021-08-04 |  | 2021
WEC | Peacham | Solar | Net-Metering | 5 | active | 2021-08-04 |  | 2021
WEC | Corinth | Solar | Net-Metering | 11.5 | active | 2021-08-10 |  | 2021
WEC | East Montpelier | Solar | Net-Metering | 10 | active | 2021-08-10 |  | 2021
WEC | Worcester | Solar | Net-Metering | 5 | active | 2021-08-13 |  | 2021
WEC | Moretown | Solar | Net-Metering | 9 | active | 2021-08-10 |  | 2021
WEC | Plainfield | Solar | Net-Metering | 11 | active | 2021-08-10 |  | 2021
WEC | Chelsea | Solar | Net-Metering | 10.7 | active | 2021-08-10 |  | 2021
WEC | Brookfield | Solar | Net-Metering | 7.7 | active | 2021-08-17 |  | 2021
WEC | Northfield | Solar | Net-Metering | 6 | Active | 4460200% |  | 2022
WEC | Stannard | Solar | Net-Metering | 5 | active | 2021-08-25 |  | 2021
WEC | Brookfield | Solar | Net-Metering | 3 | active | 2021-08-27 |  | 2021
WEC | Washington | Solar | Net-Metering | 7.6 | active | 2021-08-27 |  | 2021
WEC | Corinth | Solar | Net-Metering | 6.8 | active | 2021-08-27 |  | 2021
WEC | Groton | Solar | Net-Metering | 3.8 | active | 2021-09-01 |  | 2021
WEC | Calais | Solar | Net-Metering | 50 | active | 2021-09-07 |  | 2021
WEC | Chelsea | Solar | Net-Metering | 7.8 | active | 2021-09-07 |  | 2021
WEC | Plainfield | Solar | Net-Metering | 14.6 | active | 2021-09-17 |  | 2021
WEC | Tunbridge | Solar | Net-Metering | 7.7 | active | 2021-09-17 |  | 2021
WEC | Calais | Solar | Net-Metering | 6 | active | 2021-09-20 |  | 2021
WEC | Middlesex | Solar | Net-Metering | 8 | active | 2021-09-23 |  | 2021
WEC | Moretown | Solar | Net-Metering | 7.6 | active | 2021-09-23 |  | 2021
WEC | Williamstown | Solar | Net-Metering | 6 | active | 2021-09-24 |  | 2021
WEC | Moretown | Solar | Net-Metering | 7.3 | active | 2021-09-28 |  | 2021
WEC | Moretown | Solar | Net-Metering | 15 | active | 2021-09-28 |  | 2021
WEC | Brookfield | Solar | Net-Metering | 10 | active | 2021-09-28 |  | 2021
WEC | Fayston | Solar | Net-Metering | 4.1 | active | 2021-09-28 |  | 2021
WEC | Duxbury | Solar | Net-Metering | 7.7 | active | 2021-09-28 |  | 2021
WEC | Williamstown | Solar | Net-Metering | 6 | active | 2021-09-30 |  | 2021
WEC | Williamstown | Solar | Net-Metering | 7.6 | active | 2021-09-30 |  | 2021
WEC | Peacham | Solar | Net-Metering | 5 | active | 2021-10-07 |  | 2021
WEC | Groton | Solar | Net-Metering | 6 | active | 2021-10-08 |  | 2021
WEC | Corinth | Solar | Net-Metering | 6 | active | 2021-10-08 |  | 2021
WEC | Barre Town | Solar | Net-Metering | 5.3 | active | 2021-10-14 |  | 2021
WEC | Cabot | Solar | Net-Metering | 9.4 | active | 2021-10-20 |  | 2021
WEC | Groton | Solar | Net-Metering | 8.6 | active | 2021-11-04 |  | 2021
WEC | Corinth | Solar | Net-Metering | 6 | active | 2021-11-10 |  | 2021
WEC | Peacham | Solar | Net-Metering | 15 | active | 2021-11-12 |  | 2021
WEC | Fayston | Solar | Net-Metering | 13 | active | 2021-11-12 |  | 2021
WEC | Montpelier | Solar | Net-Metering | 12 | active | 2021-11-23 |  | 2021
WEC | Tunbridge | Solar | Net-Metering | 10.7 | active | 2021-11-23 |  | 2021
WEC | East Montpelier | Solar | Net-Metering | 10.6 | active | 2021-11-23 |  | 2021
WEC | Middlesex | Solar | Net-Metering | 9.2 | active | 2021-11-23 |  | 2021
WEC | Middlesex | Solar | Net-Metering | 8.9 | active | 2021-11-23 |  | 2021
WEC | Northfield | Solar | Net-Metering | 5 | active | 2020-08-19 |  | 2020
WEC | Williamstown | Solar | Net-Metering | 6 | active | 2021-12-02 |  | 2021
WEC | Williamstown | Solar | Net-Metering | 8 | active | 2021-12-03 |  | 2021
WEC | Williamstown | Solar | Net-Metering | 7.7 | active | 2021-12-03 |  | 2021
WEC | Bradford | Solar | Net-Metering | 14 | active | 2021-12-14 |  | 2021
WEC | Williamstown | Solar | Net-Metering | 13 | active | 2021-12-29 |  | 2021
WEC | Williamstown | Solar | Net-Metering | 4.8 | active | 2021-12-29 |  | 2021
WEC | Williamstown | Solar | Net-Metering | 13.6 | active | 2021-12-29 |  | 2021
WEC | Barre Town | Solar | Net-Metering | 100 | active | 2021-12-31 |  | 2021
WEC | Tunbridge | Solar | Net-Metering | 7 | Active | 4457900% |  | 2022
WEC | Northfield | Solar | Net-Metering | 4.038 | active | 2012-10-08 |  | 2012
WEC | Barre Town | Solar | Net-Metering | 6 | Active | 4457500% |  | 2022
WEC | Topsham | Solar | Net-Metering | 5 | Active | 4457900% |  | 2022
WEC | Topsham | Solar | Net-Metering | 4.1 | Active | 4457500% |  | 2022
WEC | Fayston | Solar | Net-Metering | 9.4 | Active | 4457900% |  | 2022
WEC | Williamstown | Solar | Net-Metering | 6 | Active | 4457500% |  | 2022
WEC | Walden | Solar | Net-Metering | 7 | Active | 4460200% |  | 2022
WEC | Cabot | Solar | Net-Metering | 6 | Active | 4460200% |  | 2022
WEC | Orange | Solar | Net-Metering | 7.6 | Active | 4460800% |  | 2022
WEC | Chelsea | Solar | Net-Metering | 5.8 | Active | 4460200% |  | 2022
WEC | Greensboro | Solar | Net-Metering | 4.3 | Active | 4460200% |  | 2022
WEC | Worcester | Solar | Net-Metering | 4.8 | Active | 4460200% |  | 2022
WEC | Northfield | Solar | Net-Metering | 1.083 | active | 2008-11-21 |  | 2008
WEC | Plainfield | Solar | Net-Metering | 8.9 | Active | 4460200% |  | 2022
WEC | Calais | Solar | Net-Metering | 10 | Active | 4461500% |  | 2022
WEC | Middlesex | Solar | Net-Metering | 4.8 | Active | 4461500% |  | 2022
WEC | East Montpelier | Solar | Net-Metering | 5.9 | Active | 4464100% |  | 2022
WEC | Topsham | Solar | Net-Metering | 6 | Active | 4462700% |  | 2022
WEC | Williamstown | Solar | Net-Metering | 7.6 | Active | 4462700% |  | 2022
WEC | Washington | Solar | Net-Metering | 9.6 | Active | 4462700% |  | 2022
WEC | Orange | Solar | Net-Metering | 7.6 | Active | 4462700% |  | 2022
WEC | Walden | Solar | Net-Metering | 9.2 | Active | 4462800% |  | 2022
WEC | Corinth | Solar | Net-Metering | 7.6 | Active | 4462800% |  | 2022
WEC | Fayston | Solar | Net-Metering | 4.1 | Active | 4483200% |  | 2022
WEC | East Montpelier | Solar | Net-Metering | 7.7 | Active | 4483100% |  | 2022
WEC | Barre Town | Solar | Net-Metering | 10.5 | Active | 4481800% |  | 2022
WEC | Danville | Solar | Net-Metering | 6 | Active | 4481600% |  | 2022
WEC | East Montpelier | Solar | Net-Metering | 6 | Active | 4483200% |  | 2022
WEC | Duxbury | Solar | Net-Metering | 13 | Active | 4483200% |  | 2022
WEC | Ryegate | Solar | Net-Metering | 2.4 | Active | 4483200% |  | 2022
WEC | Greensboro | Solar | Net-Metering | 5.3 | Active | 4482600% |  | 2022
WEC | Middlesex | Solar | Net-Metering | 12.4 | Active | 4474100% |  | 2022
WEC | Bradford | Solar | Net-Metering | 3.8 | Active | 4472900% |  | 2022
WEC | Williamstown | Solar | Net-Metering | 6 | Active | 4472900% |  | 2022
WEC | Northfield | Solar | Net-Metering | 5.9 | Active | 4472800% |  | 2022
WEC | Worcester | Solar | Net-Metering | 6.5 | Active | 4472700% |  | 2022
WEC | Williamstown | Solar | Net-Metering | 12.4 | Active | 4472700% |  | 2022
WEC | Washington | Solar | Net-Metering | 7.6 | Active | 4471500% |  | 2022
WEC | Tunbridge | Solar | Net-Metering | 10 | Active | 4473200% |  | 2022
WEC | East Montpelier | Solar | Net-Metering | 10 | Active | 4472700% |  | 2022
WEC | East Montpelier | Solar | Net-Metering | 6 | Active | 4473300% |  | 2022
WEC | Groton | Solar | Net-Metering | 6 | Active | 4472900% |  | 2022
WEC | Barre Town | Solar | Net-Metering | 6 | Active | 4472700% |  | 2022
WEC | Plainfield | Solar | Net-Metering | 3 | Active | 4472700% |  | 2022
WEC | Middlesex | Solar | Net-Metering | 7.6 | Active | 4474100% |  | 2022
WEC | Plainfield | Solar | Net-Metering | 20 | Active | 4480300% |  | 2022
WEC | Walden | Solar | Net-Metering | 10 | Active | 4480300% |  | 2022
WEC | Orange | Solar | Net-Metering | 9.8 | Active | 4480300% |  | 2022
WEC | Plainfield | Solar | Net-Metering | 12.4 | Active | 4480300% |  | 2022
WEC | Northfield | Solar | Net-Metering | 10 | Active | 4478800% |  | 2022
WEC | Fayston | Solar | Net-Metering | 15 | Active | 4478800% |  | 2022
WEC | Williamstown | Solar | Net-Metering | 6 | Active | 4478800% |  | 2022
WEC | Corinth | Solar | Net-Metering | 6 | Active | 4480300% |  | 2022
WEC | Danville | Solar | Net-Metering | 10 | Active | 4478800% |  | 2022
WEC | East Montpelier | Solar | Net-Metering | 5.3 | Active | 4480300% |  | 2022
WEC | Middlesex | Solar | Net-Metering | 10 | Active | 4478800% |  | 2022
WEC | Moretown | Solar | Net-Metering | 17.6 | Active | 4478800% |  | 2022
WEC | Middlesex | Solar | Net-Metering | 5 | Active | 4479700% |  | 2022
WEC | Washington | Solar | Net-Metering | 9.7 | Active | 4468400% |  | 2022
WEC | East Montpelier | Solar | Net-Metering | 5.3 | Active | 4468400% |  | 2022
WEC | Cabot | Solar | Net-Metering | 7.6 | Active | 4468400% |  | 2022
WEC | Northfield | Solar | Net-Metering | 11.2 | Active | 4470100% |  | 2022
WEC | Williamstown | Solar | Net-Metering | 7.6 | Active | 4469800% |  | 2022
WEC | Calais | Solar | Net-Metering | 5 | Active | 4469800% |  | 2022
WEC | Williamstown | Solar | Net-Metering | 4.8 | Active | 4470100% |  | 2022
WEC | Williamstown | Solar | Net-Metering | 6 | Active | 4468400% |  | 2022
WEC | Corinth | Solar | Net-Metering | 12.4 | Active | 4466900% |  | 2022
WEC | Calais | Solar | Net-Metering | 5 | Active | 4468000% |  | 2022
WEC | Bradford | Solar | Net-Metering | 10 | Active | 4477000% |  | 2022
WEC | Moretown | Solar | Net-Metering | 7.6 | Active | 4474300% |  | 2022
WEC | Tunbridge | Solar | Net-Metering | 7.6 | Active | 4474300% |  | 2022
WEC | East Montpelier | Solar | Net-Metering | 10 | Active | 4475300% |  | 2022
WEC | Williamstown | Solar | Net-Metering | 9.8 | Active | 4477000% |  | 2022
WEC | Fayston | Solar | Net-Metering | 7.6 | Active | 4477000% |  | 2022
WEC | Corinth | Solar | Net-Metering | 11 | Active | 4477000% |  | 2022
WEC | Orange | Solar | Net-Metering | 9.8 | Active | 4477000% |  | 2022
WEC | Corinth | Solar | Net-Metering | 14 | Active | 4476000% |  | 2022
WEC | Calais | Solar | Net-Metering | 15 | Active | 4475300% |  | 2022
WEC | Fayston | Solar | Net-Metering | 14.2 | Active | 4477000% |  | 2022
WEC | Northfield | Solar | Net-Metering | 7.6 | Active | 4477000% |  | 2022
WEC | Williamstown | Solar | Net-Metering | 7.8 | Active | 4477000% |  | 2022
WEC | Plainfield | Solar | Net-Metering | 7.7 | Active | 4483900% |  | 2022
WEC | Williamstown | Solar | Net-Metering | 7.6 | Active | 4486100% |  | 2022
WEC | Orange | Solar | Net-Metering | 6 | Active | 4486000% |  | 2022
WEC | East Montpelier | Solar | Net-Metering | 5.9 | Active | 4485400% |  | 2022
WEC | Montpelier | Solar | Net-Metering | 15 | Active | 4486100% |  | 2022
WEC | Middlesex | Solar | Net-Metering | 15 | Active | 4483900% |  | 2022
WEC | Middlesex | Solar | Net-Metering | 6 | Active | 4486200% |  | 2022
WEC | Barre Town | Solar | Net-Metering | 5 | Active | 4485400% |  | 2022
WEC | Williamstown | Solar | Net-Metering | 6 | Active | 4486000% |  | 2022
WEC | Marshfield | Solar | Net-Metering | 4.4 | Active | 4485100% |  | 2022
GMP | Charlotte | Solar | Net-Metering | 3.8 | Active | 4079200% |  | 2011
GMP | Ferrisburgh | Solar | Net-Metering | 3.99 | Active | 4064800% |  | 2011
GMP | Charlotte | Solar | Net-Metering | 8.36 | Active | 4038800% |  | 2010
GMP | Starksboro | Solar | Net-Metering | 7.51 | Active | 4196800% |  | 2014
GMP | Ferrisburgh | Solar | Net-Metering | 4.18 | Active | 4039900% |  | 2010
GMP | Charlotte | Solar | Net-Metering | 10.59 | Active | 4060600% |  | 2011
GMP | Charlotte | Solar | Net-Metering | 4.18 | Active | 4047300% |  | 2010
GMP | Hinesburg | Solar | Net-Metering | 4.56 | Active | 4044300% |  | 2010
GMP | Charlotte | Solar | Net-Metering | 10 | Active | 4033100% |  | 2010
GMP | Ferrisburgh | Solar | Net-Metering | 10.09 | Active | 4020300% |  | 2010
GMP | Ferrisburgh | Solar | Net-Metering | 9.14 | Active | 4044900% |  | 2010
GMP | Starksboro | Solar | Net-Metering | 74.01 | Active | 4043500% |  | 2010
GMP | Starksboro | Solar | Net-Metering | 23.37 | Active | 4043500% |  | 2010
GMP | Monkton | Solar | Net-Metering | 4 | Active | 4030200% |  | 2010
GMP | Starksboro | Solar | Net-Metering | 19.95 | Active | 4029700% |  | 2010
GMP | Monkton | Solar | Net-Metering | 11.35 | Active | 4049000% |  | 2010
GMP | Monkton | Solar | Net-Metering | 8.2 | Active | 4030200% |  | 2010
GMP | Monkton | Solar | Net-Metering | 7.98 | Active | 4024900% |  | 2010
GMP | Monkton | Solar | Net-Metering | 4.86 | Active | 3975600% |  | 2008
GMP | Monkton | Solar | Net-Metering | 5 | Active | 3966200% |  | 2008
GMP | Starksboro | Solar | Net-Metering | 6.67 | Active | 3964600% |  | 2008
GMP | Ferrisburgh | Solar | Net-Metering | 1.62 | Active | 3974100% |  | 2008
GMP | Waterbury | Solar | Net-Metering | 2.73 | Active | 4068100% |  | 2011
GMP | Waterbury | Solar | Net-Metering | 6.33 | Active | 4063300% |  | 2011
GMP | Waterbury | Solar | Net-Metering | 7.38 | Active | 4066000% |  | 2011
GMP | Waterbury | Solar | Net-Metering | 3.52 | Active | 4102600% |  | 2012
GMP | Waitsfield | Solar | Net-Metering | 2.57 | Active | 4048000% |  | 2010
GMP | Waterbury | Solar | Net-Metering | 8.36 | Active | 4041000% |  | 2010
GMP | Waterbury | Solar | Net-Metering | 6.27 | Active | 4041000% |  | 2010
GMP | Waterbury | Solar | Net-Metering | 4.71 | Active | 4050600% |  | 2010
GMP | Waterbury | Solar | Net-Metering | 3.27 | Active | 4035900% |  | 2010
GMP | Waterbury | Solar | Net-Metering | 7.91 | Active | 4036700% |  | 2010
GMP | Waterbury | Solar | Net-Metering | 3.71 | Active | 4019300% |  | 2010
GMP | Waterbury | Solar | Net-Metering | 4.94 | Active | 4000100% |  | 2009
GMP | Waterbury | Solar | Net-Metering | 95.1 | Active | 3997200% |  | 2009
GMP | Waterbury | Solar | Net-Metering | 3.42 | Active | 3964400% |  | 2008
GMP | Waterbury | Solar | Net-Metering | 2.05 | Active | 3979300% |  | 2008
GMP | Waterbury | Solar | Net-Metering | 2.17 | Active | 3972300% |  | 2008
GMP | Waterbury | Solar | Net-Metering | 1.19 | Active | 3966700% |  | 2008
GMP | Waterbury | Solar | Net-Metering | 1.6 | Active | 3893600% |  | 2006
GMP | Waterbury | Solar | Net-Metering | 1.08 | Active | 4003200% |  | 2009
GMP | Waterbury | Solar | Net-Metering | 7.03 | Active | 4074600% |  | 2011
GMP | Waterbury | Solar | Net-Metering | 15.96 | Active | 4071700% |  | 2011
GMP | Waterbury | Solar | Net-Metering | 4.28 | Active | 4037700% |  | 2010
GMP | Waterbury | Solar | Net-Metering | 3.9 | Active | 4070300% |  | 2011
GMP | Waterbury | Solar | Net-Metering | 3.9 | Active | 4066000% |  | 2011
GMP | Waterbury | Solar | Net-Metering | 2.99 | Active | 4045500% |  | 2010
GMP | Waterbury | Solar | Net-Metering | 10 | Active | 4021900% |  | 2010
GMP | Waterbury | Solar | Net-Metering | 2.28 | Active | 4011400% |  | 2009
GMP | Waterbury | Solar | Net-Metering | 2.34 | Active | 4102200% |  | 2012
GMP | Waterbury | Solar | Net-Metering | 2.34 | Active | 4018400% |  | 2010
GMP | Waterbury | Solar | Net-Metering | 37.05 | Active | 4010600% |  | 2009
GMP | East Montpelier | Solar | Net-Metering | 7.98 | Active | 4033700% |  | 2010
GMP | East Montpelier | Solar | Net-Metering | 1.71 | Active | 4018500% |  | 2010
GMP | Montpelier | Solar | Net-Metering | 3.27 | Active | 4058100% |  | 2011
GMP | Marshfield | Solar | Net-Metering | 4.18 | Active | 4041400% |  | 2010
GMP | Marshfield | Solar | Net-Metering | 8.36 | Active | 4039900% |  | 2010
GMP | Plainfield | Solar | Net-Metering | 4.99 | Active | 4033800% |  | 2010
GMP | Plainfield | Solar | Net-Metering | 3.42 | Active | 4017000% |  | 2009
GMP | Plainfield | Solar | Net-Metering | 2.59 | Active | 4204400% |  | 2015
GMP | Richmond | Solar | Net-Metering | 8.36 | Active | 4043100% |  | 2010
GMP | Huntington | Solar | Net-Metering | 3.99 | Active | 4041400% |  | 2010
GMP | Richmond | Solar | Net-Metering | 4.18 | Active | 4034400% |  | 2010
GMP | Richmond | Solar | Net-Metering | 4.18 | Active | 4034400% |  | 2010
GMP | Richmond | Solar | Net-Metering | 19 | Active | 4027700% |  | 2010
GMP | Richmond | Solar | Net-Metering | 4.18 | Active | 4036500% |  | 2010
GMP | Richmond | Solar | Net-Metering | 3.8 | Active | 4018600% |  | 2010
GMP | Richmond | Solar | Net-Metering | 3.99 | Active | 4045800% |  | 2010
GMP | Richmond | Solar | Net-Metering | 7.8 | Active | 4013700% |  | 2009
GMP | Richmond | Solar | Net-Metering | 6.67 | Active | 3987600% |  | 2009
GMP | Huntington | Solar | Net-Metering | 9 | Active | 4076600% |  | 2011
GMP | Huntington | Solar | Net-Metering | 3.34 | Active | 4080500% |  | 2011
GMP | huntington | Solar | Net-Metering | 1.37 | Active | 4044900% |  | 2010
GMP | Richmond | Solar | Net-Metering | 110.78 | Active | 4083500% |  | 2011
GMP | Richmond | Solar | Net-Metering | 136.8 | Active | 4117100% |  | 2012
GMP | Shelburne | Solar | Net-Metering | 5.84 | Active | 4085000% |  | 2011
GMP | Shelburne | Solar | Net-Metering | 5.84 | Active | 4082000% |  | 2011
GMP | Shelburne | Solar | Net-Metering | 1.92 | Active | 4079200% |  | 2011
GMP | Shelburne | Solar | Net-Metering | 4.67 | Active | 4077800% |  | 2011
GMP | Charlotte | Solar | Net-Metering | 3.16 | Active | 4076600% |  | 2011
GMP | Shelburne | Solar | Net-Metering | 3.99 | Active | 4084300% |  | 2011
GMP | Shelburne | Solar | Net-Metering | 1.95 | Active | 4077100% |  | 2011
GMP | Shelburne | Solar | Net-Metering | 5.5 | Active | 4077800% |  | 2011
GMP | Shelburne | Solar | Net-Metering | 3.9 | Active | 4076400% |  | 2011
GMP | Hinesburg | Solar | Net-Metering | 3.99 | Active | 4074600% |  | 2011
GMP | Shelburne | Solar | Net-Metering | 5.47 | Active | 4072100% |  | 2011
GMP | Shelburne | Wind | Net-Metering | 2.5 | Active | 4018400% |  | 2010
GMP | Charlotte | Solar | Net-Metering | 6.78 | Active | 4054800% |  | 2011
GMP | Shelburne | Solar | Net-Metering | 8.08 | Active | 4063400% |  | 2011
GMP | Charlotte | Solar | Net-Metering | 7.98 | Active | 4080800% |  | 2011
GMP | Shelburne | Solar | Net-Metering | 7.98 | Active | 4048000% |  | 2010
GMP | Charlotte | Solar | Net-Metering | 7.98 | Active | 4048000% |  | 2010
GMP | Shelburne | Solar | Net-Metering | 7.8 | Active | 4042100% |  | 2010
GMP | Shelburne | Solar | Net-Metering | 12.54 | Active | 4037300% |  | 2010
GMP | Shelburne | Solar | Net-Metering | 4.37 | Active | 4040700% |  | 2010
GMP | Hinesburg | Solar | Net-Metering | 14.47 | Active | 4022000% |  | 2010
GMP | Shelburne | Solar | Net-Metering | 7.79 | Active | 4015100% |  | 2009
GMP | Shelburne | Solar | Net-Metering | 3.99 | Active | 4048700% |  | 2010
GMP | Shelburne | Solar | Net-Metering | 4.18 | Active | 4048000% |  | 2010
GMP | Shelburne | Solar | Net-Metering | 7.79 | Active | 4018400% |  | 2010
GMP | Charlotte | Solar | Net-Metering | 4.18 | Active | 4047300% |  | 2010
GMP | Shelburne | Solar | Net-Metering | 3.01 | Active | 4011900% |  | 2009
GMP | Charlotte | Solar | Net-Metering | 5.99 | Active | 4007200% |  | 2009
GMP | Shelburne | Solar | Net-Metering | 27.1 | Active | 3982900% |  | 2009
GMP | Shelburne | Solar | Net-Metering | 2.28 | Active | 3991600% |  | 2009
GMP | Shelburne | Solar | Net-Metering | 0.91 | Active | 3841900% |  | 2005
GMP | Shelburne | Solar | Net-Metering | 11.12 | Active | 4079200% |  | 2011
GMP | Shelburne | Solar | Net-Metering | 4.92 | Active | 4076600% |  | 2011
GMP | Shelburne | Solar | Net-Metering | 3.99 | Active | 4046300% |  | 2010
GMP | Shelburne | Solar | Net-Metering | 3.17 | Active | 3998100% |  | 2009
GMP | Shelburne | Solar | Net-Metering | 2.7 | Active | 3902800% |  | 2006
GMP | Shelburne | Solar | Net-Metering | 3.8 | Active | 4006400% |  | 2009
GMP | Shelburne | Solar | Net-Metering | 7.7 | Active | 4040100% |  | 2010
GMP | Shelburne | Solar | Net-Metering | 145.24 | Active | 4044800% |  | 2010
GMP | Shelburne | Solar | Net-Metering | 16.67 | Active | 4010700% |  | 2009
GMP | Wilmington | Solar | Net-Metering | 3.12 | Active | 3994600% |  | 2009
GMP | Vernon | Solar | Net-Metering | 10.49 | Active | 4077200% |  | 2011
GMP | Waterbury | Solar | Net-Metering | 2.19 | Active | 4049200% |  | 2010
GMP | Waterbury | Solar | Net-Metering | 4.18 | Active | 4038600% |  | 2010
GMP | Waterbury | Solar | Net-Metering | 3.9 | Active | 4073900% |  | 2011
GMP | Waterbury | Solar | Net-Metering | 3.9 | Active | 4069400% |  | 2011
GMP | Moretown | Solar | Net-Metering | 5.99 | Active | 4067300% |  | 2011
GMP | Duxbury | Solar | Net-Metering | 14.11 | Active | 4038600% |  | 2010
GMP | Waterbury | Solar | Net-Metering | 1.52 | Active | 3965400% |  | 2008
GMP | Waterbury | Solar | Net-Metering | 0.57 | Active | 3960600% |  | 2008
GMP | Barre City | Wind | Net-Metering | 100 | Active | 4039300% |  | 2010
GMP | Washington | Solar | Net-Metering | 2.99 | Active | 4071100% |  | 2011
GMP | Barre City | Solar | Net-Metering | 4.04 | Active | 4000000% |  | 2009
GMP | Washington | Wind | Net-Metering | 10 | Active | 3883500% |  | 2006
GMP | Berlin | Solar | Net-Metering | 8 | Active | 4047700% |  | 2010
GMP | Barre City | Solar | Net-Metering | 4.35 | Active | 4070300% |  | 2011
GMP | Barre City | Solar | Net-Metering | 3.19 | Active | 4039400% |  | 2010
GMP | Waitsfield | Solar | Net-Metering | 15.96 | Active | 4048700% |  | 2010
GMP | Waterford | Solar | Net-Metering | 14.54 | Active | 4050000% |  | 2010
GMP | Waterford | Solar | Net-Metering | 5.67 | Active | 4043600% |  | 2010
GMP | Moretown | Solar | Net-Metering | 5.84 | Active | 4079800% |  | 2011
GMP | Moretown | Solar | Net-Metering | 2.04 | Active | 3965400% |  | 2008
GMP | Waitsfield | Solar | Net-Metering | 0.64 | Active | 4054200% |  | 2010
GMP | Waitsfield | Solar | Net-Metering | 7.98 | Active | 4087600% |  | 2011
GMP | Moretown | Solar | Net-Metering | 3.99 | Active | 4022700% |  | 2010
GMP | Rockingham | Solar | Net-Metering | 3.59 | Active | 4074200% |  | 2011
GMP | Rockingham | Solar | Net-Metering | 4 | Active | 4018500% |  | 2010
GMP | Rockingham | Solar | Net-Metering | 3.59 | Active | 4081200% |  | 2011
GMP | Dummerston | Solar | Net-Metering | 15.73 | Active | 4077800% |  | 2011
GMP | Rockingham | Solar | Net-Metering | 3.5 | Active | 4053200% |  | 2010
GMP | Rockingham | Solar | Net-Metering | 4.79 | Active | 4084800% |  | 2011
GMP | Rockingham | Solar | Net-Metering | 96.67 | Active | 4016400% |  | 2009
GMP | Rockingham | Solar | Net-Metering | 4.79 | Active | 4014000% |  | 2009
GMP | Rockingham | Solar | Net-Metering | 3.9 | Active | 4021100% |  | 2010
GMP | Putney | Solar | Net-Metering | 31.46 | Active | 4082000% |  | 2011
GMP | Putney | Solar | Net-Metering | 57.11 | Active | 4117000% |  | 2012
GMP | Putney | Solar | Net-Metering | 26.22 | Active | 4075800% |  | 2011
GMP | Dummerston | Solar | Net-Metering | 2.79 | Active | 4074200% |  | 2011
GMP | Brookline | Solar | Net-Metering | 10.49 | Active | 4074200% |  | 2011
GMP | Putney | Solar | Net-Metering | 1.88 | Active | 4063400% |  | 2011
GMP | Dummerston | Solar | Net-Metering | 4.19 | Active | 4069500% |  | 2011
GMP | Putney | Solar | Net-Metering | 3.59 | Active | 4065100% |  | 2011
GMP | Putney | Solar | Net-Metering | 2.51 | Active | 4064400% |  | 2011
GMP | Dummerston | Solar | Net-Metering | 15.39 | Active | 4054100% |  | 2010
GMP | Putney | Solar | Net-Metering | 11.4 | Active | 4080700% |  | 2011
GMP | Putney | Solar | Net-Metering | 14.7 | Active | 4056000% |  | 2011
GMP | Putney | Solar | Net-Metering | 26.33 | Active | 4048000% |  | 2010
GMP | Putney | Solar | Net-Metering | 11.17 | Active | 3982500% |  | 2009
GMP | Moretown | Solar | Net-Metering | 21.87 | Active | 3973600% |  | 2008
GMP | Moretown | Solar | Net-Metering | 2.57 | Active | 4002500% |  | 2009
GMP | East Montpelier | Solar | Net-Metering | 4.49 | Active | 4087700% |  | 2011
GMP | Montpelier | Solar | Net-Metering | 24.78 | Active | 4034600% |  | 2010
GMP | Montpelier | Solar | Net-Metering | 2.73 | Active | 4059700% |  | 2011
GMP | East Montpelier | Solar | Net-Metering | 1.82 | Active | 3985600% |  | 2009
GMP | East Montpelier | Solar | Net-Metering | 6.5 | Active | 3965800% |  | 2008
GMP | Montpelier | Solar | Net-Metering | 6.3 | Active | 3799300% |  | 2004
GMP | Montpelier | Solar | Net-Metering | 3.99 | Active | 4079300% |  | 2011
GMP | Putney | Solar | Net-Metering | 2.42 | Active | 3987700% |  | 2009
GMP | Putney | Solar | Net-Metering | 12.75 | Active | 4074200% |  | 2011
GMP | Montpelier | Solar | Net-Metering | 5.85 | Active | 4081400% |  | 2011
GMP | Montpelier | Solar | Net-Metering | 4.18 | Active | 4079300% |  | 2011
GMP | Putney | Solar | Net-Metering | 1.37 | Active | 3791000% |  | 2003
GMP | Putney | Solar | Net-Metering | 3.25 | Active | 4035200% |  | 2010
GMP | Worcester | Solar | Net-Metering | 7.96 | Active | 3975900% |  | 2008
GMP | Putney | Solar | Net-Metering | 4 | Active | 4011300% |  | 2009
GMP | Montpelier | Solar | Net-Metering | 0.71 | Active | 3966700% |  | 2008
GMP | Hartford | Solar | Net-Metering | 3.34 | Active | 3965300% |  | 2008
GMP | Norwich | Solar | Net-Metering | 3.28 | Active | 4087000% |  | 2011
GMP | Montpelier | Solar | Net-Metering | 4.98 | Active | 3966700% |  | 2008
GMP | Middlesex | Solar | Net-Metering | 3.8 | Active | 3969300% |  | 2008
GMP | Cabot | Solar | Net-Metering | 1.82 | Active | 3841900% |  | 2005
GMP | Cabot | Solar | Net-Metering | 5.45 | Active | 4080500% |  | 2011
GMP | Cabot | Solar | Net-Metering | 3.99 | Active | 4076600% |  | 2011
GMP | Thetford | Solar | Net-Metering | 2.28 | Active | 4083000% |  | 2011
GMP | Norwich | Solar | Net-Metering | 5.68 | Active | 4057600% |  | 2011
GMP | Vergennes | Solar | Net-Metering | 1.59 | Active | 3990200% |  | 2009
GMP | Vergennes | Solar | Net-Metering | 3.99 | Active | 4075600% |  | 2011
GMP | Waltham | Solar | Net-Metering | 6.03 | Active | 4064800% |  | 2011
GMP | Ferrisburgh | Wind | Net-Metering | 10 | Active | 4190500% |  | 2014
GMP | Vergennes | Solar | Net-Metering | 3.99 | Active | 4065300% |  | 2011
GMP | Waltham | Solar | Net-Metering | 3.19 | Active | 4018200% |  | 2010
GMP | Ferrisburgh | Wind | Net-Metering | 10 | Active | 3974000% |  | 2008
GMP | Ferrisburgh | Solar | Net-Metering | 5 | Active | 3993700% |  | 2009
GMP | Waltham | Solar | Net-Metering | 1.71 | Active | 4185200% |  | 2014
GMP | Waltham | Wind | Net-Metering | 2.5 | Active | 3819800% |  | 2004
GMP | Ryegate | Solar | Net-Metering | 3.9 | Active | 4025600% |  | 2010
GMP | Barnet | Solar | Net-Metering | 2.02 | Active | 4036600% |  | 2010
GMP | Barnet | Solar | Net-Metering | 11 | Active | 3995100% |  | 2009
GMP | Colchester | Solar | Net-Metering | 34.96 | Active | 4051100% |  | 2010
GMP | Colchester | Solar | Net-Metering | 4.81 | Active | 4074200% |  | 2011
GMP | Williston | Solar | Net-Metering | 4.67 | Active | 4075200% |  | 2011
GMP | Williston | Solar | Net-Metering | 3.9 | Active | 4069600% |  | 2011
GMP | Williston | Solar | Net-Metering | 5.27 | Active | 4068000% |  | 2011
GMP | Williston | Solar | Net-Metering | 4.22 | Active | 4067600% |  | 2011
GMP | Williston | Solar | Net-Metering | 7.73 | Active | 4065800% |  | 2011
GMP | Williston | Solar | Net-Metering | 4.79 | Active | 4060500% |  | 2011
GMP | Essex Junction | Solar | Net-Metering | 4.91 | Active | 4071800% |  | 2011
GMP | Essex Junction | Solar | Net-Metering | 6.41 | Active | 4063300% |  | 2011
GMP | Essex Junction | Solar | Net-Metering | 3.19 | Active | 4043000% |  | 2010
GMP | Essex Junction | Solar | Net-Metering | 3.19 | Active | 3982900% |  | 2009
GMP | Essex Junction | Solar | Net-Metering | 2.79 | Active | 3982900% |  | 2009
GMP | Essex Junction | Solar | Net-Metering | 12.97 | Active | 4013300% |  | 2009
GMP | Essex Junction | Solar | Net-Metering | 6.27 | Active | 4043100% |  | 2010
GMP | Essex Junction | Wind | Net-Metering | 10 | Active | 4215900% |  | 2015
GMP | Montpelier | Solar | Net-Metering | 11.02 | Active | 4056300% |  | 2011
GMP | Norwich | Solar | Net-Metering | 4.37 | Active | 4060900% |  | 2011
GMP | Norwich | Solar | Net-Metering | 3.06 | Active | 4052700% |  | 2010
GMP | Norwich | Solar | Net-Metering | 5.47 | Active | 4040600% |  | 2010
BED | Burlington | Solar | Standard Offer | 25.08 | active | 4054200% |  | 2010
GMP | Montpelier | Solar | Net-Metering | 58.93 | Active | 4026700% |  | 2010
GMP | Montpelier | Solar | Net-Metering | 5.49 | Active | 4011400% |  | 2009
GMP | Berlin | Solar | Utility | 189.92 | Active | 4040100% |  | 2010
GMP | Montpelier | Solar | Net-Metering | 69.49 | Active | 3978700% |  | 2008
GMP | Montpelier | Solar | Net-Metering | 3.61 | Active | 3973800% |  | 2008
GMP | Middlesex | Solar | Net-Metering | 2.99 | Active | 3966600% |  | 2008
GMP | Middlesex | Solar | Net-Metering | 2.85 | Active | 3841800% |  | 2005
GMP | Middlesex | Solar | Net-Metering | 1.11 | Active | 3965700% |  | 2008
GMP | Berlin | Solar | Net-Metering | 1.44 | Active | 3966600% |  | 2008
GMP | Charlotte | Solar | Net-Metering | 3.85 | Active | 4075900% |  | 2011
GMP | Charlotte | Solar | Net-Metering | 3.99 | Active | 4053300% |  | 2010
GMP | Charlotte | Solar | Net-Metering | 4.18 | Active | 4039200% |  | 2010
GMP | Charlotte | Solar | Net-Metering | 8.36 | Active | 4039200% |  | 2010
GMP | Charlotte | Solar | Net-Metering | 3.9 | Active | 4164200% |  | 2014
GMP | Charlotte | Solar | Net-Metering | 4.18 | Active | 4039900% |  | 2010
GMP | Charlotte | Solar | Net-Metering | 4.28 | Active | 4077100% |  | 2011
GMP | Charlotte | Solar | Net-Metering | 2.57 | Active | 4077700% |  | 2011
GMP | Hinesburg | Solar | Net-Metering | 8.21 | Active | 4074300% |  | 2011
GMP | Charlotte | Solar | Net-Metering | 7.98 | Active | 4077100% |  | 2011
GMP | Charlotte | Solar | Net-Metering | 3.9 | Active | 4075900% |  | 2011
GMP | Charlotte | Solar | Net-Metering | 13.9 | Active | 4071700% |  | 2011
GMP | Charlotte | Solar | Net-Metering | 6.56 | Active | 4055300% |  | 2011
GMP | Charlotte | Solar | Net-Metering | 3.99 | Active | 4047300% |  | 2010
GMP | Hinesburg | Solar | Net-Metering | 5.99 | Active | 4047300% |  | 2010
GMP | Hinesburg | Solar | Net-Metering | 141.36 | Active | 4034400% |  | 2010
GMP | Hinesburg | Solar | Net-Metering | 4.18 | Active | 4038600% |  | 2010
GMP | Hinesburg | Solar | Net-Metering | 37.62 | Active | 4039000% |  | 2010
GMP | Charlotte | Solar | Net-Metering | 4.18 | Active | 4047000% |  | 2010
GMP | Charlotte | Solar | Net-Metering | 22.34 | Active | 4043600% |  | 2010
GMP | Hinesburg | Solar | Net-Metering | 4.18 | Active | 4036600% |  | 2010
GMP | Charlotte | Solar | Net-Metering | 7.8 | Active | 4035700% |  | 2010
GMP | Charlotte | Solar | Net-Metering | 10 | Active | 4033100% |  | 2010
GMP | Charlotte | Solar | Net-Metering | 4.18 | Active | 4033100% |  | 2010
GMP | Charlotte | Solar | Net-Metering | 4.18 | Active | 4036800% |  | 2010
GMP | Hinesburg | Solar | Net-Metering | 3.99 | Active | 4031100% |  | 2010
GMP | Charlotte | Solar | Net-Metering | 3.71 | Active | 4018900% |  | 2010
GMP | Charlotte | Solar | Net-Metering | 59 | Active | 4080700% |  | 2011
GMP | Charlotte | Solar | Net-Metering | 3.85 | Active | 4016300% |  | 2009
GMP | Charlotte | Solar | Net-Metering | 7.98 | Active | 4045900% |  | 2010
GMP | Charlotte | Solar | Net-Metering | 4.18 | Active | 4044900% |  | 2010
GMP | Hinesburg | Solar | Net-Metering | 4.2 | Active | 4018300% |  | 2010
GMP | Charlotte | Solar | Net-Metering | 4.79 | Active | 4026300% |  | 2010
GMP | Charlotte | Solar | Net-Metering | 7.41 | Active | 4019100% |  | 2010
GMP | Charlotte | Solar | Net-Metering | 3.9 | Active | 4006100% |  | 2009
GMP | Hinesburg | Solar | Net-Metering | 4.13 | Active | 3997200% |  | 2009
GMP | Hinesburg | Solar | Net-Metering | 7.98 | Active | 4024100% |  | 2010
GMP | Charlotte | Solar | Net-Metering | 2.85 | Active | 3988800% |  | 2009
GMP | Hinesburg | Solar | Net-Metering | 67.15 | Active | 4222600% |  | 2015
GMP | Hinesburg | Solar | Net-Metering | 1.98 | Active | 3963100% |  | 2008
GMP | Charlotte | Wind | Net-Metering | 1.8 | Active | 3987700% |  | 2009
GMP | Charlotte | Solar | Net-Metering | 1.2 | Active | 3993000% |  | 2009
GMP | Norwich | Solar | Net-Metering | 3.06 | Active | 4053900% |  | 2010
GMP | Hinesburg | Solar | Net-Metering | 3.77 | Active | 3972700% |  | 2008
GMP | Hinesburg | Solar | Net-Metering | 4.56 | Active | 4027600% |  | 2010
GMP | Hinesburg | Solar | Net-Metering | 3.77 | Active | 3972700% |  | 2008
GMP | Charlotte | Wind | Net-Metering | 10 | Active | 3982000% |  | 2009
GMP | Hinesburg | Solar | Net-Metering | 10 | Active | 3998200% |  | 2009
GMP | Hinesburg | Solar | Net-Metering | 3.77 | Active | 3972700% |  | 2008
GMP | Charlotte | Wind | Net-Metering | 10 | Active | 3911400% |  | 2007
GMP | Hartford | Solar | Net-Metering | 1.75 | Active | 4033300% |  | 2010
GMP | Charlotte | Solar | Net-Metering | 3.14 | Active | 3968200% |  | 2008
GMP | Norwich | Solar | Net-Metering | 12.13 | Active | 4004400% |  | 2009
GMP | Charlotte | Solar | Net-Metering | 2.74 | Active | 3970800% |  | 2008
GMP | Hinesburg | Wind | Net-Metering | 10 | Active | 4099500% |  | 2012
GMP | Charlotte | Solar | Net-Metering | 2.68 | Active | 3980500% |  | 2008
GMP | Charlotte | Solar | Net-Metering | 3.99 | Active | 4028300% |  | 2010
GMP | Hinesburg | Solar | Net-Metering | 4.18 | Active | 4038600% |  | 2010
GMP | Hinesburg | Solar | Net-Metering | 147.6 | Active | 4082300% |  | 2011
GMP | Hinesburg | Solar | Net-Metering | 7.98 | Active | 4049100% |  | 2010
GMP | Charlotte | Solar | Net-Metering | 2.74 | Active | 4003500% |  | 2009
GMP | Charlotte | Solar | Net-Metering | 4 | Active | 3972400% |  | 2008
GMP | Charlotte | Solar | Net-Metering | 1.37 | Active | 3950000% |  | 2008
GMP | Charlotte | Solar | Net-Metering | 11.52 | Active | 4005900% |  | 2009
GMP | Hinesburg | Solar | Net-Metering | 2.14 | Active | 3972300% |  | 2008
GMP | Charlotte | Wind | Net-Metering | 2.5 | Active | 4141400% |  | 2013
GMP | South Burlington | Solar | Net-Metering | 37.61 | Active | 4076000% |  | 2011
GMP | South Burlington | Solar | Net-Metering | 68 | Active | 4117800% |  | 2012
GMP | South Burlington | Solar | Net-Metering | 10.7 | Active | 4054800% |  | 2011
GMP | South Burlington | Solar | Net-Metering | 3.19 | Active | 4026300% |  | 2010
GMP | South Burlington | Solar | Net-Metering | 7.6 | Active | 4005900% |  | 2009
GMP | Williston | Solar | Net-Metering | 4.67 | Active | 4071700% |  | 2011
GMP | Williston | Solar | Net-Metering | 4.19 | Active | 4065500% |  | 2011
GMP | Williston | Solar | Net-Metering | 4.67 | Active | 4069000% |  | 2011
GMP | Williston | Solar | Net-Metering | 5.64 | Active | 4066500% |  | 2011
GMP | Williston | Solar | Net-Metering | 5.45 | Active | 4070900% |  | 2011
GMP | Williston | Solar | Net-Metering | 4.67 | Active | 4067300% |  | 2011
GMP | Williston | Solar | Net-Metering | 7.98 | Active | 4070100% |  | 2011
GMP | Williston | Solar | Net-Metering | 7.03 | Active | 4060500% |  | 2011
GMP | Williston | Solar | Net-Metering | 1.95 | Active | 4056300% |  | 2011
GMP | Williston | Solar | Net-Metering | 4.79 | Active | 4053300% |  | 2010
GMP | Williston | Solar | Net-Metering | 4.18 | Active | 4038800% |  | 2010
GMP | Williston | Solar | Net-Metering | 3.14 | Active | 4032300% |  | 2010
GMP | Williston | Solar | Net-Metering | 4.18 | Active | 4032300% |  | 2010
GMP | Williston | Solar | Net-Metering | 4.18 | Active | 4032400% |  | 2010
GMP | Williston | Solar | Net-Metering | 7.98 | Active | 4024100% |  | 2010
GMP | Williston | Solar | Net-Metering | 2.28 | Active | 4051900% |  | 2010
GMP | Williston | Solar | Net-Metering | 2.26 | Active | 3989500% |  | 2009
GMP | Essex | Solar | Net-Metering | 13.99 | Active | 4049000% |  | 2010
GMP | Essex Junction | Solar | Net-Metering | 17.24 | Active | 4040100% |  | 2010
GMP | Colchester | Solar | Net-Metering | 2.99 | Active | 4062600% |  | 2011
GMP | Waterbury | Solar | Net-Metering | 3.85 | Active | 4068800% |  | 2011
GMP | Colchester | Solar | Net-Metering | 11.4 | Active | 4034000% |  | 2010
GMP | Essex Junction | Solar | Net-Metering | 4.37 | Active | 4031600% |  | 2010
GMP | Colchester | Solar | Net-Metering | 16.72 | Active | 4043700% |  | 2010
GMP | Colchester | Solar | Net-Metering | 8.36 | Active | 4043700% |  | 2010
GMP | Colchester | Solar | Net-Metering | 10.91 | Active | 4001700% |  | 2009
GMP | Colchester | Solar | Net-Metering | 2.53 | Active | 3988200% |  | 2009
GMP | Colchester | Solar | Net-Metering | 12.96 | Active | 3972800% |  | 2008
GMP | Colchester | Solar | Net-Metering | 13.8 | Active | 3972800% |  | 2008
GMP | Colchester | Solar | Net-Metering | 15.04 | Active | 3995400% |  | 2009
GMP | Colchester | Wind | Net-Metering | 10 | Active | 3972800% |  | 2008
GMP | Colchester | Solar | Net-Metering | 3.9 | Active | 4009400% |  | 2009
GMP | Colchester | Solar | Net-Metering | 3.97 | Active | 4013600% |  | 2009
GMP | Colchester | Solar | Net-Metering | 7.6 | Active | 3981500% |  | 2009
GMP | Norwich | Solar | Net-Metering | 4.79 | Active | 4018900% |  | 2010
GMP | norwich | Solar | Net-Metering | 2.28 | Active | 4020000% |  | 2010
GMP | Norwich | Solar | Net-Metering | 3.04 | Active | 4016500% |  | 2009
GMP | Norwich | Solar | Net-Metering | 7.87 | Active | 4053300% |  | 2010
GMP | Hartford | Solar | Net-Metering | 6.33 | Active | 4005600% |  | 2009
GMP | Norwich | Solar | Net-Metering | 4.79 | Active | 4011300% |  | 2009
GMP | Norwich | Solar | Net-Metering | 3.61 | Active | 4000700% |  | 2009
GMP | Norwich | Solar | Net-Metering | 5.13 | Active | 4007300% |  | 2009
GMP | Hartford | Solar | Net-Metering | 3.42 | Active | 3973100% |  | 2008
GMP | Norwich | Solar | Net-Metering | 34.8 | Active | 3965400% |  | 2008
GMP | Norwich | Solar | Net-Metering | 5.8 | Active | 3975800% |  | 2008
GMP | Hartford | Solar | Net-Metering | 1.88 | Active | 4130600% |  | 2013
GMP | Hartford | Solar | Net-Metering | 2.09 | Active | 4004400% |  | 2009
GMP | Norwich | Solar | Net-Metering | 5.33 | Active | 3978700% |  | 2008
GMP | Hartford | Solar | Net-Metering | 1.46 | Active | 4220700% |  | 2015
GMP | Norwich | Solar | Net-Metering | 7.63 | Active | 4082000% |  | 2011
GMP | Hartford | Solar | Net-Metering | 7.27 | Active | 4051100% |  | 2010
GMP | Hartford | Solar | Net-Metering | 4.67 | Active | 4048600% |  | 2010
GMP | Hartford | Solar | Net-Metering | 0.91 | Active | 4066900% |  | 2011
GMP | Hartford | Solar | Net-Metering | 5.68 | Active | 4074500% |  | 2011
GMP | Hartford | Solar | Net-Metering | 4.28 | Active | 4043700% |  | 2010
GMP | Hartford | Solar | Net-Metering | 2.28 | Active | 4035100% |  | 2010
GMP | Hartford | Solar | Net-Metering | 109.1 | Active | 4016300% |  | 2009
GMP | Hartford | Solar | Net-Metering | 3.79 | Active | 4007200% |  | 2009
GMP | Hartford | Solar | Net-Metering | 0.91 | Active | 3972200% |  | 2008
GMP | Hartford | Wind | Net-Metering | 2.4 | Active | 3967500% |  | 2008
GMP | Hartland | Solar | Net-Metering | 3.61 | Active | 3976200% |  | 2008
GMP | Hartford | Solar | Net-Metering | 10.16 | Active | 3963900% |  | 2008
GMP | Norwich | Solar | Net-Metering | 2.57 | Active | 3828400% |  | 2004
GMP | Williston | Solar | Net-Metering | 20.52 | Active | 4042800% |  | 2010
GMP | Williston | Solar | Net-Metering | 5.13 | Active | 4074300% |  | 2011
GMP | Williston | Solar | Net-Metering | 4.79 | Active | 4015100% |  | 2009
GMP | Williston | Solar | Net-Metering | 4.18 | Active | 4042300% |  | 2010
GMP | Rockingham | Solar | Net-Metering | 7.01 | Active | 4053400% |  | 2010
GMP | Westminster | Solar | Net-Metering | 12 | Active | 4051300% |  | 2010
GMP | Putney | Solar | Net-Metering | 9.58 | Active | 4065800% |  | 2011
GMP | Putney | Solar | Net-Metering | 3.9 | Active | 4016800% |  | 2009
GMP | Westminster | Solar | Net-Metering | 3.9 | Active | 4049800% |  | 2010
GMP | Putney | Solar | Net-Metering | 6.8 | Active | 4012200% |  | 2009
GMP | Rockingham | Wind | Net-Metering | 4.25 | Active | 3963600% |  | 2008
GMP | Westminster | Solar | Net-Metering | 3.59 | Active | 4054000% |  | 2010
GMP | Westminster | Solar | Net-Metering | 56.64 | Active | 4041600% |  | 2010
GMP | Colchester | Solar | Net-Metering | 9.58 | Active | 4055400% |  | 2011
GMP | South Burlington | Solar | Net-Metering | 142.12 | Active | 4068000% |  | 2011
GMP | Colchester | Solar | Net-Metering | 4.45 | Active | 3970000% |  | 2008
GMP | Barre City | Solar | Net-Metering | 0.84 | Active | 3986200% |  | 2009
GMP | Barre City | Wind | Net-Metering | 1.98 | Active | 4052400% |  | 2010
GMP | Waitsfield | Solar | Net-Metering | 12.29 | Active | 4018200% |  | 2010
GMP | Fayston | Solar | Net-Metering | 2.79 | Active | 3982500% |  | 2009
GMP | Warren | Solar | Net-Metering | 3.99 | Active | 4080700% |  | 2011
GMP | Warren | Solar | Net-Metering | 4.09 | Active | 3983500% |  | 2009
GMP | Warren | Solar | Net-Metering | 3.99 | Active | 4053900% |  | 2010
GMP | Warren | Solar | Net-Metering | 17.96 | Active | 4115600% |  | 2012
GMP | Warren | Solar | Net-Metering | 16 | Active | 3982000% |  | 2009
GMP | Waitsfield | Solar | Net-Metering | 3.14 | Active | 4047900% |  | 2010
GMP | South burlington | Solar | Net-Metering | 3.73 | Active | 3999500% |  | 2009
GMP | Waitsfield | Solar | Net-Metering | 3.5 | Active | 4033800% |  | 2010
GMP | South Burlington | Solar | Net-Metering | 1.97 | Active | 4077700% |  | 2011
GMP | Waitsfield | Solar | Net-Metering | 4.81 | Active | 4061600% |  | 2011
GMP | Shelburne | Solar | Net-Metering | 7.98 | Active | 4062700% |  | 2011
GMP | South Burlington | Solar | Net-Metering | 7.98 | Active | 4066900% |  | 2011
GMP | Waitsfield | Solar | Net-Metering | 16.67 | Active | 4038700% |  | 2010
GMP | south Burlington | Solar | Net-Metering | 6.32 | Active | 4056900% |  | 2011
GMP | Waitsfield | Solar | Net-Metering | 4.79 | Active | 4007800% |  | 2009
GMP | Waitsfield | Solar | Net-Metering | 5.1 | Active | 4007800% |  | 2009
GMP | Shelburne | Solar | Net-Metering | 4.18 | Active | 4048700% |  | 2010
GMP | Warren | Solar | Net-Metering | 5.84 | Active | 4014200% |  | 2009
GMP | South Burlington | Solar | Net-Metering | 10 | Active | 4063400% |  | 2011
GMP | Warren | Solar | Net-Metering | 3.85 | Active | 4002100% |  | 2009
GMP | South Burlington | Solar | Net-Metering | 3.51 | Active | 4005100% |  | 2009
GMP | Warren | Solar | Net-Metering | 5.8 | Active | 3982000% |  | 2009
GMP | South Burlington | Solar | Net-Metering | 1.82 | Active | 4036500% |  | 2010
GMP | Waitsfield | Solar | Net-Metering | 7.75 | Active | 4010200% |  | 2009
GMP | Waitsfield | Solar | Net-Metering | 15.5 | Active | 3983500% |  | 2009
GMP | Waitsfield | Solar | Net-Metering | 4.85 | Active | 3970200% |  | 2008
GMP | Warren | Solar | Net-Metering | 10.8 | Active | 3970200% |  | 2008
GMP | South Burlington | Solar | Net-Metering | 2100 | Active | 4173200% |  | 2014
GMP | Colchester | Solar | Net-Metering | 2.78 | Active | 4038700% |  | 2010
GMP | Warren | Solar | Net-Metering | 6.54 | Active | 3966700% |  | 2008
GMP | Colchester | Solar | Net-Metering | 3.19 | Active | 4032500% |  | 2010
GMP | Waitsfield | Solar | Net-Metering | 2.51 | Active | 3954500% |  | 2008
GMP | Warren | Solar | Net-Metering | 2.51 | Active | 3862000% |  | 2005
GMP | Warren | Solar | Net-Metering | 5.02 | Active | 4063400% |  | 2011
GMP | Warren | Wind | Net-Metering | 2.5 | Active | 4100100% |  | 2012
GMP | Warren | Solar | Net-Metering | 2.19 | Active | 4063200% |  | 2011
GMP | Warren | Solar | Net-Metering | 4.79 | Active | 4058500% |  | 2011
GMP | Warren | Solar | Net-Metering | 17 | Active | 3995500% |  | 2009
GMP | Waitsfield | Solar | Net-Metering | 31.16 | Active | 4025900% |  | 2010
GMP | Waitsfield | Solar | Net-Metering | 58.43 | Active | 4031200% |  | 2010
GMP | Warren | Solar | Net-Metering | 12.54 | Active | 4033800% |  | 2010
GMP | Fayston | Solar | Net-Metering | 7.79 | Active | 3997600% |  | 2009
GMP | Barre City | Solar | Net-Metering | 8.55 | Active | 4047000% |  | 2010
GMP | Berlin | Solar | Net-Metering | 4.33 | Active | 3982000% |  | 2009
GMP | Duxbury | Solar | Net-Metering | 3.99 | Active | 4076000% |  | 2011
GMP | Duxbury | Solar | Net-Metering | 5.59 | Active | 4052700% |  | 2010
GMP | Richmond | Solar | Net-Metering | 15 | Active | 4039500% |  | 2010
GMP | Richmond | Solar | Net-Metering | 2.39 | Active | 4036500% |  | 2010
GMP | Bolton | Wind | Net-Metering | 95 | Active | 4001700% |  | 2009
GMP | Bolton | Wind | Net-Metering | 1.8 | Active | 3931000% |  | 2007
GMP | Ferrisburgh | Solar | Net-Metering | 7.98 | Active | 4138300% |  | 2013
GMP | Williston | Solar | Net-Metering | 2.28 | Active | 3997900% |  | 2009
GMP | Williston | Solar | Net-Metering | 14.45 | Active | 3973000% |  | 2008
GMP | Williston | Solar | Net-Metering | 23.61 | Active | 3978400% |  | 2008
GMP | Williston | Solar | Net-Metering | 7.98 | Active | 4061300% |  | 2011
GMP | South Burlington | Solar | Net-Metering | 6.84 | Active | 4037900% |  | 2010
GMP | South Burlington | Solar | Net-Metering | 3.6 | Active | 4013500% |  | 2009
GMP | South Burlington | Wind | Net-Metering | 100 | Active | 4008000% |  | 2009
GMP | Groton | Solar | Net-Metering | 143.8 | Active | 4037500% |  | 2010
GMP | Newbury | Solar | Net-Metering | 2.62 | Active | 4068900% |  | 2011
GMP | Newbury | Solar | Net-Metering | 10.69 | Active | 4069600% |  | 2011
GMP | South Burlington | Solar | Net-Metering | 95.76 | Active | 4018600% |  | 2010
GMP | Williston | Solar | Net-Metering | 15 | Active | 4269700% |  | 2016
GMP | Ryegate | Solar | Net-Metering | 14.1 | Active | 4000700% |  | 2009
GMP | Ryegate | Solar | Net-Metering | 7.87 | Active | 4074600% |  | 2011
GMP | Williston | Solar | Net-Metering | 27.66 | Active | 4049900% |  | 2010
GMP | Ryegate | Solar | Net-Metering | 5.47 | Active | 4024900% |  | 2010
GMP | Dover | Solar | Net-Metering | 3.25 | Active | 4014800% |  | 2009
GMP | Wilmington | Solar | Net-Metering | 5.02 | Active | 3966500% |  | 2008
GMP | South Burlington | Solar | Net-Metering | 14.36 | Active | 4068900% |  | 2011
GMP | Wilmington | Wind | Net-Metering | 10 | Active | 3791700% |  | 2003
GMP | South Burlington | Solar | Net-Metering | 23.94 | Active | 4017700% |  | 2009
GMP | Dover | Solar | Net-Metering | 4.56 | Active | 4018300% |  | 2010
GMP | Dover | Solar | Net-Metering | 14.08 | Active | 3969500% |  | 2008
GMP | South Burlington | Wind | Net-Metering | 100 | Active | 4017700% |  | 2009
GMP | South Burlington | Solar | Net-Metering | 5.47 | Active | 4048300% |  | 2010
GMP | Williston | Solar | Net-Metering | 3.99 | Active | 4083300% |  | 2011
GMP | Marshfield | Solar | Net-Metering | 11.36 | Active | 4113600% |  | 2012
GMP | Hinesburg | Solar | Net-Metering | 5.7 | Active | 4091200% |  | 2012
GMP | Charlotte | Solar | Net-Metering | 7.98 | Active | 4092100% |  | 2012
GMP | Charlotte | Solar | Net-Metering | 3.99 | Active | 4100500% |  | 2012
GMP | Charlotte | Solar | Net-Metering | 4.7 | Active | 4077800% |  | 2011
GMP | Shelburne | Solar | Net-Metering | 5.7 | Active | 4083600% |  | 2011
GMP | Waterbury | Solar | Net-Metering | 10 | Active | 4021900% |  | 2010
GMP | Hinesburg | Solar | Net-Metering | 4.56 | Active | 4080500% |  | 2011
GMP | Norwich | Solar | Net-Metering | 3.65 | Active | 4089600% |  | 2011
GMP | Shelburne | Solar | Net-Metering | 6 | Active | 4084100% |  | 2011
GMP | Colchester | Solar | Net-Metering | 6.84 | Active | 4086100% |  | 2011
GMP | Montpelier | Solar | Net-Metering | 1.25 | Active | 4088600% |  | 2011
GMP | Berlin | Solar | Net-Metering | 11.97 | Active | 4122000% |  | 2012
GMP | Norwich | Solar | Net-Metering | 4.84 | Active | 4086800% |  | 2011
GMP | Monkton | Solar | Net-Metering | 4.56 | Active | 4098800% |  | 2012
GMP | Charlotte | Solar | Net-Metering | 3.99 | Active | 4091300% |  | 2012
GMP | Charlotte | Solar | Net-Metering | 7.98 | Active | 4091300% |  | 2012
GMP | Cabot | Solar | Net-Metering | 5.47 | Active | 4088300% |  | 2011
GMP | Shelburne | Solar | Net-Metering | 4.75 | Active | 4085400% |  | 2011
GMP | Montpelier | Solar | Net-Metering | 2.38 | Active | 4094500% |  | 2012
GMP | Charlotte | Solar | Net-Metering | 9.5 | Active | 4091700% |  | 2012
GMP | Putney | Solar | Net-Metering | 16.07 | Active | 4102600% |  | 2012
GMP | Norwich | Solar | Net-Metering | 4.23 | Active | 4100500% |  | 2012
GMP | Charlotte | Solar | Net-Metering | 1.85 | Active | 4100100% |  | 2012
GMP | Norwich | Solar | Net-Metering | 4.23 | Active | 4102400% |  | 2012
GMP | Norwich | Solar | Net-Metering | 3.35 | Active | 4103300% |  | 2012
GMP | Norwich | Solar | Net-Metering | 2.12 | Active | 4099700% |  | 2012
GMP | South Burlington | Solar | Net-Metering | 4.79 | Active | 4110000% |  | 2012
GMP | Waterbury | Solar | Net-Metering | 4.83 | Active | 4098100% |  | 2012
GMP | Waterbury | Solar | Net-Metering | 3.08 | Active | 4097300% |  | 2012
GMP | Shelburne | Solar | Net-Metering | 39.1 | Active | 4125400% |  | 2012
GMP | Putney | Solar | Net-Metering | 49.25 | Active | 4107400% |  | 2012
GMP | Charlotte | Solar | Net-Metering | 5.33 | Active | 4103100% |  | 2012
GMP | Ferrisburgh | Solar | Net-Metering | 6.38 | Active | 4114900% |  | 2012
GMP | Westminster | Solar | Net-Metering | 4.19 | Active | 4107100% |  | 2012
GMP | Charlotte | Solar | Net-Metering | 8.89 | Active | 4094000% |  | 2012
GMP | Norwich | Solar | Net-Metering | 7.84 | Active | 4097600% |  | 2012
GMP | Charlotte | Solar | Net-Metering | 4.28 | Active | 4080100% |  | 2011
GMP | Barre City | Solar | Net-Metering | 41.04 | Active | 4095500% |  | 2012
GMP | Montpelier | Solar | Net-Metering | 4.66 | Active | 4106000% |  | 2012
GMP | Waitsfield | Solar | Net-Metering | 4.35 | Active | 4115800% |  | 2012
GMP | Montpelier | Solar | Net-Metering | 3.92 | Active | 4115800% |  | 2012
GMP | Richmond | Solar | Net-Metering | 8.25 | Active | 4083300% |  | 2011
GMP | Waterbury | Solar | Net-Metering | 2.78 | Active | 4085700% |  | 2011
GMP | Montpelier | Solar | Net-Metering | 3.95 | Active | 4087700% |  | 2011
GMP | South Burlington | Solar | Net-Metering | 2.74 | Active | 4087600% |  | 2011
GMP | Ryegate | Solar | Net-Metering | 5.7 | Active | 4091100% |  | 2012
GMP | Williston | Solar | Net-Metering | 4.99 | Active | 4087800% |  | 2011
GMP | Shelburne | Solar | Net-Metering | 3.85 | Active | 4079400% |  | 2011
GMP | Shelburne | Solar | Net-Metering | 3.8 | Active | 4086500% |  | 2011
GMP | Waterbury | Solar | Net-Metering | 5 | Active | 4091300% |  | 2012
GMP | Hinesburg | Solar | Net-Metering | 5.19 | Active | 4086900% |  | 2011
GMP | Charlotte | Solar | Net-Metering | 9.98 | Active | 4091200% |  | 2012
GMP | Charlotte | Solar | Net-Metering | 2.85 | Active | 4087800% |  | 2011
GMP | South Burlington | Solar | Net-Metering | 5.24 | Active | 4094100% |  | 2012
GMP | Warren | Solar | Net-Metering | 8.55 | Active | 4082300% |  | 2011
GMP | Charlotte | Solar | Net-Metering | 4.28 | Active | 4078400% |  | 2011
GMP | Charlotte | Solar | Net-Metering | 6.65 | Active | 4098800% |  | 2012
GMP | Montpelier | Solar | Net-Metering | 15.3 | Active | 4094600% |  | 2012
GMP | Charlotte | Solar | Net-Metering | 2.57 | Active | 4082000% |  | 2011
GMP | Wilmington | Solar | Net-Metering | 7.87 | Active | 4093500% |  | 2012
GMP | Charlotte | Solar | Net-Metering | 6.8 | Active | 4081300% |  | 2011
GMP | Charlotte | Solar | Net-Metering | 5.13 | Active | 4081300% |  | 2011
GMP | Hinesburg | Solar | Net-Metering | 4.99 | Active | 4092800% |  | 2012
GMP | Westminster | Solar | Net-Metering | 20.98 | Active | 4092600% |  | 2012
GMP | Charlotte | Solar | Net-Metering | 4.28 | Active | 4083400% |  | 2011
GMP | Charlotte | Solar | Net-Metering | 5.77 | Active | 4083600% |  | 2011
GMP | Charlotte | Solar | Net-Metering | 3.8 | Active | 4089900% |  | 2011
GMP | Hinesburg | Solar | Net-Metering | 3.8 | Active | 4084800% |  | 2011
GMP | Hinesburg | Solar | Net-Metering | 5.47 | Active | 4107300% |  | 2012
GMP | South Burlington | Solar | Net-Metering | 3.11 | Active | 4115100% |  | 2012
GMP | Shelburne | Solar | Net-Metering | 5.7 | Active | 4106800% |  | 2012
GMP | Richmond | Solar | Net-Metering | 14.49 | Active | 4106100% |  | 2012
GMP | Williston | Solar | Net-Metering | 4.35 | Active | 4115100% |  | 2012
GMP | Waterbury | Solar | Net-Metering | 10.22 | Active | 4114300% |  | 2012
GMP | Charlotte | Solar | Net-Metering | 4.75 | Active | 4093500% |  | 2012
GMP | Dummerston | Solar | Net-Metering | 5.24 | Active | 4080500% |  | 2011
GMP | Hinesburg | Solar | Net-Metering | 4 | Active | 4085700% |  | 2011
GMP | Charlotte | Solar | Net-Metering | 8.51 | Active | 4088600% |  | 2011
GMP | Hinesburg | Solar | Net-Metering | 3.8 | Active | 4088600% |  | 2011
GMP | Charlotte | Solar | Net-Metering | 6.65 | Active | 4091300% |  | 2012
GMP | Shelburne | Solar | Net-Metering | 9.5 | Active | 4101600% |  | 2012
GMP | Vergennes | Wind | Net-Metering | 100 | Active | 4115800% |  | 2012
GMP | Williston | Solar | Net-Metering | 4.75 | Active | 4099500% |  | 2012
GMP | Shelburne | Solar | Net-Metering | 4.56 | Active | 4108800% |  | 2012
GMP | Putney | Solar | Net-Metering | 1.43 | Active | 4103000% |  | 2012
GMP | Moretown | Solar | Net-Metering | 7.6 | Active | 4094000% |  | 2012
GMP | Shelburne | Solar | Net-Metering | 3.65 | Active | 4094900% |  | 2012
GMP | Norwich | Solar | Net-Metering | 4.69 | Active | 4099000% |  | 2012
GMP | Williston | Solar | Net-Metering | 9.5 | Active | 4093900% |  | 2012
GMP | Williston | Solar | Net-Metering | 4.08 | Active | 4093900% |  | 2012
GMP | Putney | Solar | Net-Metering | 2.2 | Active | 4096900% |  | 2012
GMP | Shelburne | Solar | Net-Metering | 4.68 | Active | 4094000% |  | 2012
GMP | Charlotte | Solar | Net-Metering | 9.12 | Active | 4096200% |  | 2012
GMP | Putney | Solar | Net-Metering | 3.14 | Active | 4090600% |  | 2011
GMP | Putney | Solar | Net-Metering | 4.75 | Active | 4089200% |  | 2011
GMP | Westminster | Solar | Net-Metering | 2.46 | Active | 4091300% |  | 2012
GMP | Williston | Solar | Net-Metering | 4.92 | Active | 4084200% |  | 2011
GMP | Williston | Solar | Net-Metering | 3.8 | Active | 4085000% |  | 2011
GMP | Barre City | Solar | Net-Metering | 7.21 | Active | 4089800% |  | 2011
GMP | Stamford | Solar | Net-Metering | 2.79 | Active | 4080500% |  | 2011
GMP | Shelburne | Solar | Net-Metering | 4.28 | Active | 4083300% |  | 2011
GMP | Putney | Solar | Net-Metering | 32.15 | Active | 4084200% |  | 2011
GMP | Putney | Solar | Net-Metering | 5.47 | Active | 4086800% |  | 2011
GMP | Barre Town | Solar | Net-Metering | 11.16 | Active | 4081300% |  | 2011
GMP | Colchester | Solar | Net-Metering | 16.09 | Active | 4089200% |  | 2011
GMP | Montpelier | Solar | Net-Metering | 3.33 | Active | 4086200% |  | 2011
GMP | Charlotte | Solar | Net-Metering | 22.8 | Active | 4103700% |  | 2012
GMP | Waitsfield | Solar | Net-Metering | 10.49 | Active | 4083000% |  | 2011
GMP | Winooski | Solar | Net-Metering | 3.73 | Active | 4116500% |  | 2012
GMP | Richmond | Solar | Net-Metering | 3.11 | Active | 4118400% |  | 2012
GMP | Waterbury | Solar | Net-Metering | 3.73 | Active | 4114300% |  | 2012
GMP | South Burlington | Solar | Net-Metering | 3.11 | Active | 4115100% |  | 2012
GMP | Moretown | Solar | Net-Metering | 6.21 | Active | 4114400% |  | 2012
GMP | Montpelier | Solar | Net-Metering | 6.21 | Active | 4115800% |  | 2012
GMP | Essex Junction | Solar | Net-Metering | 3.73 | Active | 4116900% |  | 2012
GMP | Worcester | Solar | Net-Metering | 3.73 | Active | 4116200% |  | 2012
GMP | Williston | Solar | Net-Metering | 4.97 | Active | 4115800% |  | 2012
GMP | Putney | Solar | Net-Metering | 2.79 | Active | 4109500% |  | 2012
GMP | Montpelier | Solar | Net-Metering | 2.79 | Active | 4105900% |  | 2012
GMP | Hartford | Solar | Net-Metering | 13.03 | Active | 4108200% |  | 2012
GMP | Montpelier | Solar | Net-Metering | 5.24 | Active | 4111400% |  | 2012
GMP | St. Johnsbury | Solar | Net-Metering | 3.65 | Active | 4109200% |  | 2012
GMP | Dummerston | Solar | Net-Metering | 20.75 | Active | 4055000% |  | 2011
GMP | South Burlington | Solar | Net-Metering | 4.66 | Active | 4116900% |  | 2012
GMP | Essex Junction | Solar | Net-Metering | 8.7 | Active | 4116500% |  | 2012
GMP | South Burlington | Solar | Net-Metering | 6.52 | Active | 4114300% |  | 2012
GMP | Richmond | Solar | Net-Metering | 3.73 | Active | 4115800% |  | 2012
GMP | Berlin | Solar | Net-Metering | 7.46 | Active | 4117200% |  | 2012
GMP | Warren | Solar | Net-Metering | 9.32 | Active | 4116500% |  | 2012
GMP | Barre City | Solar | Net-Metering | 11.18 | Active | 4120100% |  | 2012
GMP | South Burlington | Solar | Net-Metering | 4.97 | Active | 4116500% |  | 2012
GMP | Waterbury | Solar | Net-Metering | 3.73 | Active | 4114400% |  | 2012
GMP | Waterbury | Solar | Net-Metering | 6.52 | Active | 4116900% |  | 2012
GMP | Colchester | Solar | Net-Metering | 4.2 | Active | 4116500% |  | 2012
GMP | South Burlington | Solar | Net-Metering | 5.59 | Active | 4115100% |  | 2012
GMP | South Burlington | Solar | Net-Metering | 8.7 | Active | 4115100% |  | 2012
GMP | Waitsfield | Solar | Net-Metering | 7.8 | Active | 4115900% |  | 2012
GMP | Warren | Solar | Net-Metering | 5.59 | Active | 4115800% |  | 2012
GMP | Waterbury | Solar | Net-Metering | 5.59 | Active | 4114400% |  | 2012
GMP | Waitsfield | Solar | Net-Metering | 3.11 | Active | 4120000% |  | 2012
GMP | Montpelier | Solar | Net-Metering | 3.73 | Active | 4115800% |  | 2012
GMP | Waterbury | Solar | Net-Metering | 139.31 | Active | 4118300% |  | 2012
GMP | Ferrisburgh | Solar | Net-Metering | 3.19 | Active | 4118300% |  | 2012
GMP | Ferrisburgh | Solar | Net-Metering | 6.78 | Active | 4111500% |  | 2012
GMP | Waterbury | Solar | Net-Metering | 2.68 | Active | 4116400% |  | 2012
GMP | Montpelier | Solar | Net-Metering | 6.98 | Active | 4109900% |  | 2012
GMP | Middlesex | Solar | Net-Metering | 5.59 | Active | 4115800% |  | 2012
GMP | Montpelier | Solar | Net-Metering | 6.52 | Active | 4116300% |  | 2012
GMP | Essex Junction | Solar | Net-Metering | 11.18 | Active | 4115800% |  | 2012
GMP | Colchester | Solar | Net-Metering | 3.65 | Active | 4108500% |  | 2012
GMP | Stamford | Solar | Net-Metering | 7 | Active | 4111600% |  | 2012
GMP | Dummerston | Solar | Net-Metering | 5.31 | Active | 4111200% |  | 2012
GMP | South Burlington | Solar | Net-Metering | 5.59 | Active | 4117300% |  | 2012
GMP | Waterbury | Solar | Net-Metering | 4.97 | Active | 4114900% |  | 2012
GMP | Jericho | Solar | Net-Metering | 6.57 | Active | 4113800% |  | 2012
GMP | Putney | Solar | Net-Metering | 5.59 | Active | 4110700% |  | 2012
GMP | Waterbury | Solar | Net-Metering | 5.47 | Active | 4110000% |  | 2012
GMP | Washington | Solar | Net-Metering | 4.56 | Active | 4111700% |  | 2012
GMP | Hinesburg | Solar | Net-Metering | 15.73 | Active | 4112700% |  | 2012
GMP | Essex Junction | Solar | Net-Metering | 3.11 | Active | 4120800% |  | 2012
GMP | Rockingham | Solar | Net-Metering | 5.36 | Active | 4107100% |  | 2012
GMP | Huntington | Solar | Net-Metering | 4.66 | Active | 4116900% |  | 2012
GMP | Berlin | Solar | Net-Metering | 59.28 | Active | 4125700% |  | 2012
GMP | Panton | Solar | Net-Metering | 5.7 | Active | 4114200% |  | 2012
GMP | Warren | Solar | Net-Metering | 12.22 | Active | 4118400% |  | 2012
GMP | Duxbury | Solar | Net-Metering | 7.46 | Active | 4123900% |  | 2012
GMP | Huntington | Solar | Net-Metering | 4.05 | Active | 4124700% |  | 2012
GMP | Moretown | Solar | Net-Metering | 4.97 | Active | 4121400% |  | 2012
GMP | Shelburne | Wind | Net-Metering | 1.8 | Active | 3991600% |  | 2009
GMP | Waterbury | Solar | Net-Metering | 9.32 | Active | 4116200% |  | 2012
GMP | Waterbury | Solar | Net-Metering | 7.35 | Active | 4118400% |  | 2012
GMP | Richmond | Solar | Net-Metering | 8 | Active | 4120000% |  | 2012
GMP | Williston | Solar | Net-Metering | 3.11 | Active | 4117200% |  | 2012
GMP | South Burlington | Solar | Net-Metering | 5.36 | Active | 4115700% |  | 2012
GMP | Williston | Solar | Net-Metering | 3.11 | Active | 4124700% |  | 2012
GMP | Putney | Solar | Net-Metering | 5.93 | Active | 4111300% |  | 2012
GMP | Moretown | Solar | Net-Metering | 7.52 | Active | 4132000% |  | 2013
GMP | Waterbury | Solar | Net-Metering | 4.66 | Active | 4118400% |  | 2012
GMP | Williston | Solar | Net-Metering | 3.73 | Active | 4124800% |  | 2012
GMP | Middlesex | Solar | Net-Metering | 6.52 | Active | 4119200% |  | 2012
GMP | Warren | Solar | Net-Metering | 8.7 | Active | 4124800% |  | 2012
GMP | Waterbury | Solar | Net-Metering | 3.73 | Active | 4123900% |  | 2012
GMP | Waterbury | Solar | Net-Metering | 6.05 | Active | 4118400% |  | 2012
GMP | South Burlington | Solar | Net-Metering | 4.85 | Active | 4119000% |  | 2012
GMP | Westminster | Solar | Net-Metering | 6.7 | Active | 4121100% |  | 2012
GMP | Shelburne | Solar | Net-Metering | 2.99 | Active | 4120500% |  | 2012
GMP | Montpelier | Solar | Net-Metering | 3.19 | Active | 4118600% |  | 2012
GMP | Hartford | Solar | Net-Metering | 3.03 | Active | 4114100% |  | 2012
GMP | Williston | Solar | Net-Metering | 139.31 | Active | 4127400% |  | 2012
GMP | South Burlington | Solar | Net-Metering | 3.73 | Active | 4117200% |  | 2012
GMP | Williston | Solar | Net-Metering | 7.46 | Active | 4118000% |  | 2012
GMP | Charlotte | Solar | Net-Metering | 2.85 | Active | 4115700% |  | 2012
GMP | Dummerston | Solar | Net-Metering | 12.86 | Active | 4039400% |  | 2010
GMP | Rockingham | Solar | Net-Metering | 2.74 | Active | 4112800% |  | 2012
GMP | Barre City | Solar | Net-Metering | 3.73 | Active | 4124800% |  | 2012
GMP | Bolton | Solar | Net-Metering | 3.73 | Active | 4124900% |  | 2012
GMP | Colchester | Solar | Net-Metering | 4.97 | Active | 4124600% |  | 2012
GMP | South Burlington | Solar | Net-Metering | 8.7 | Active | 4124800% |  | 2012
GMP | Williston | Solar | Net-Metering | 56.93 | Active | 4128500% |  | 2013
GMP | South Burlington | Solar | Net-Metering | 4.66 | Active | 4123900% |  | 2012
GMP | South Burlington | Solar | Net-Metering | 6.21 | Active | 4124800% |  | 2012
GMP | Huntington | Solar | Net-Metering | 4.35 | Active | 4126200% |  | 2012
GMP | Duxbury | Solar | Net-Metering | 3.73 | Active | 4119300% |  | 2012
GMP | Colchester | Solar | Net-Metering | 5.59 | Active | 4124600% |  | 2012
GMP | Richmond | Solar | Net-Metering | 4.66 | Active | 4124900% |  | 2012
GMP | Berlin | Solar | Net-Metering | 7.46 | Active | 4124800% |  | 2012
GMP | South Burlington | Solar | Net-Metering | 9.5 | Active | 4117900% |  | 2012
GMP | Waitsfield | Solar | Net-Metering | 4.19 | Active | 4118400% |  | 2012
GMP | Shelburne | Solar | Net-Metering | 6.52 | Active | 4127600% |  | 2013
GMP | Essex Junction | Solar | Net-Metering | 5.93 | Active | 4121100% |  | 2012
GMP | Warren | Solar | Net-Metering | 4.35 | Active | 4132700% |  | 2013
GMP | Montpelier | Solar | Net-Metering | 7.46 | Active | 4123300% |  | 2012
GMP | Huntington | Solar | Net-Metering | 6.21 | Active | 4120800% |  | 2012
GMP | Ferrisburgh | Solar | Net-Metering | 3.8 | Active | 4119800% |  | 2012
GMP | Norwich | Solar | Net-Metering | 5 | Active | 4136900% |  | 2013
GMP | Waterbury | Solar | Net-Metering | 7.13 | Active | 4122100% |  | 2012
GMP | Putney | Solar | Net-Metering | 11.4 | Active | 4126000% |  | 2012
GMP | Putney | Solar | Net-Metering | 1.43 | Active | 4119300% |  | 2012
GMP | Stamford | Solar | Net-Metering | 5.59 | Active | 4121300% |  | 2012
GMP | South Burlington | Solar | Net-Metering | 11.97 | Active | 4117800% |  | 2012
GMP | Shelburne | Solar | Net-Metering | 0.71 | Active | 4133300% |  | 2013
GMP | Moretown | Solar | Net-Metering | 7.32 | Active | 4124300% |  | 2012
GMP | Hinesburg | Solar | Net-Metering | 11.18 | Active | 4133700% |  | 2013
GMP | Warren | Solar | Net-Metering | 4.97 | Active | 4126700% |  | 2012
GMP | Montpelier | Solar | Net-Metering | 3.5 | Active | 4125700% |  | 2012
GMP | Waterbury | Solar | Net-Metering | 4.79 | Active | 4124900% |  | 2012
GMP | Putney | Solar | Net-Metering | 10 | Active | 4114500% |  | 2012
GMP | Montpelier | Solar | Net-Metering | 5.59 | Active | 4124200% |  | 2012
GMP | Essex Junction | Solar | Net-Metering | 4.68 | Active | 4124800% |  | 2012
GMP | Dummerston | Solar | Net-Metering | 9.12 | Active | 4123300% |  | 2012
GMP | Waterbury | Solar | Net-Metering | 3.73 | Active | 4133700% |  | 2013
GMP | South Burlington | Solar | Net-Metering | 5.42 | Active | 4120500% |  | 2012
GMP | Warren | Solar | Net-Metering | 4.97 | Active | 4133700% |  | 2013
GMP | Waterbury | Solar | Net-Metering | 4.97 | Active | 4133700% |  | 2013
GMP | Waterbury | Solar | Net-Metering | 5.59 | Active | 4132700% |  | 2013
GMP | Vergennes | Solar | Net-Metering | 4.97 | Active | 4132600% |  | 2013
GMP | Essex Junction | Solar | Net-Metering | 6.21 | Active | 4139500% |  | 2013
GMP | Richmond | Solar | Net-Metering | 4.35 | Active | 4133100% |  | 2013
GMP | South Burlington | Solar | Net-Metering | 4.35 | Active | 4134700% |  | 2013
GMP | Ferrisburgh | Solar | Net-Metering | 10.72 | Active | 4133800% |  | 2013
GMP | Ferrisburgh | Solar | Net-Metering | 7.46 | Active | 4133800% |  | 2013
GMP | Warren | Solar | Net-Metering | 3.11 | Active | 4133900% |  | 2013
GMP | Warren | Solar | Net-Metering | 6.52 | Active | 4132700% |  | 2013
GMP | South Burlington | Solar | Net-Metering | 2.62 | Active | 4126100% |  | 2012
GMP | Fayston | Solar | Net-Metering | 3.11 | Active | 4134700% |  | 2013
GMP | Cabot | Solar | Net-Metering | 7.46 | Active | 4133700% |  | 2013
GMP | Montpelier | Solar | Net-Metering | 4.97 | Active | 4133900% |  | 2013
GMP | Waterbury | Solar | Net-Metering | 5.59 | Active | 4122700% |  | 2012
GMP | Charlotte | Solar | Net-Metering | 6.05 | Active | 4122900% |  | 2012
GMP | Monkton | Solar | Net-Metering | 8.89 | Active | 4125600% |  | 2012
GMP | East Montpelier | Solar | Net-Metering | 6.28 | Active | 4124600% |  | 2012
GMP | Shelburne | Solar | Net-Metering | 3.8 | Active | 4123900% |  | 2012
GMP | Addison | Solar | Net-Metering | 3.73 | Active | 4133800% |  | 2013
GMP | Montpelier | Solar | Net-Metering | 7.46 | Active | 4127600% |  | 2013
GMP | Marshfield | Solar | Net-Metering | 16.76 | Active | 4129500% |  | 2013
GMP | Middlesex | Solar | Net-Metering | 5.59 | Active | 4124600% |  | 2012
GMP | Norwich | Solar | Net-Metering | 8.72 | Active | 4122700% |  | 2012
GMP | Starksboro | Solar | Net-Metering | 9.5 | Active | 4124100% |  | 2012
GMP | Putney | Solar | Net-Metering | 9.5 | Active | 4126300% |  | 2012
GMP | Essex Junction | Solar | Net-Metering | 5.93 | Active | 4127600% |  | 2013
GMP | Williston | Solar | Net-Metering | 4.19 | Active | 4127600% |  | 2013
GMP | Wilmington | Solar | Net-Metering | 4.19 | Active | 4124300% |  | 2012
GMP | Bolton | Solar | Net-Metering | 5.47 | Active | 4128300% |  | 2013
GMP | Montpelier | Solar | Net-Metering | 11.18 | Active | 4138000% |  | 2013
GMP | Putney | Solar | Net-Metering | 142.27 | Active | 4152900% |  | 2013
GMP | Putney | Solar | Net-Metering | 6.98 | Active | 4092200% |  | 2012
GMP | Charlotte | Solar | Net-Metering | 4.19 | Active | 4130400% |  | 2013
GMP | Hinesburg | Solar | Net-Metering | 3.73 | Active | 4129100% |  | 2013
GMP | Charlotte | Solar | Net-Metering | 7.46 | Active | 4143100% |  | 2013
GMP | Colchester | Solar | Net-Metering | 6.52 | Active | 4131000% |  | 2013
GMP | Waitsfield | Solar | Net-Metering | 5.47 | Active | 4129500% |  | 2013
GMP | Hinesburg | Solar | Net-Metering | 5.47 | Active | 4125600% |  | 2012
GMP | Hinesburg | Solar | Net-Metering | 5.47 | Active | 4125600% |  | 2012
GMP | Richmond | Solar | Net-Metering | 5 | Active | 4126200% |  | 2012
GMP | Waitsfield | Solar | Net-Metering | 3.11 | Active | 4133700% |  | 2013
GMP | Charlotte | Solar | Net-Metering | 4.97 | Active | 4136900% |  | 2013
GMP | Montpelier | Solar | Net-Metering | 6.94 | Active | 4126000% |  | 2012
GMP | South Burlington | Solar | Net-Metering | 4.97 | Active | 4126100% |  | 2012
GMP | Ferrisburgh | Solar | Net-Metering | 3.11 | Active | 4136900% |  | 2013
GMP | South Burlington | Solar | Net-Metering | 57 | Active | 4141500% |  | 2013
GMP | Charlotte | Solar | Net-Metering | 4.37 | Active | 4128500% |  | 2013
GMP | Dummerston | Solar | Net-Metering | 5.47 | Active | 4226200% |  | 2015
GMP | Berlin | Solar | Net-Metering | 6.98 | Active | 4136800% |  | 2013
GMP | Vergennes | Solar | Net-Metering | 4.85 | Active | 4124900% |  | 2012
GMP | Addison | Solar | Net-Metering | 7.69 | Active | 4124700% |  | 2012
GMP | Norwich | Solar | Net-Metering | 3.8 | Active | 4125700% |  | 2012
GMP | Duxbury | Solar | Net-Metering | 10.42 | Active | 4122700% |  | 2012
GMP | Montpelier | Solar | Net-Metering | 4.97 | Active | 4125600% |  | 2012
GMP | Fayston | Solar | Net-Metering | 8.21 | Active | 4127400% |  | 2012
GMP | Colchester | Solar | Net-Metering | 5.02 | Active | 4126400% |  | 2012
GMP | Charlotte | Solar | Net-Metering | 8.21 | Active | 4127800% |  | 2013
GMP | Barre City | Solar | Net-Metering | 1.14 | Active | 4131000% |  | 2013
GMP | South Burlington | Solar | Net-Metering | 6.52 | Active | 4132000% |  | 2013
GMP | Dummerston | Solar | Net-Metering | 14.2 | Active | 4133100% |  | 2013
GMP | Shelburne | Solar | Net-Metering | 2.91 | Active | 4124900% |  | 2012
GMP | Marshfield | Solar | Net-Metering | 9.75 | Active | 4140900% |  | 2013
GMP | Essex Junction | Solar | Net-Metering | 3.73 | Active | 4132300% |  | 2013
GMP | Cornwall | Solar | Net-Metering | 2.96 | Active | 4276700% |  | 2017
GMP | Cabot | Solar | Net-Metering | 3.73 | Active | 4140300% |  | 2013
GMP | Ferrisburgh | Solar | Net-Metering | 2.74 | Active | 4125700% |  | 2012
GMP | Barre City | Solar | Net-Metering | 13.74 | Active | 4131000% |  | 2013
GMP | Addison | Solar | Net-Metering | 11.4 | Active | 4133900% |  | 2013
GMP | Williston | Solar | Net-Metering | 7.46 | Active | 4137500% |  | 2013
GMP | Waitsfield | Solar | Net-Metering | 6.16 | Active | 4141000% |  | 2013
GMP | Moretown | Solar | Net-Metering | 3.73 | Active | 4143100% |  | 2013
GMP | Ferrisburgh | Solar | Net-Metering | 3.73 | Active | 4143100% |  | 2013
GMP | Hinesburg | Solar | Net-Metering | 5.81 | Active | 4140400% |  | 2013
GMP | Norwich | Solar | Net-Metering | 5.59 | Active | 4141700% |  | 2013
GMP | Barre City | Solar | Net-Metering | 4.35 | Active | 4136900% |  | 2013
GMP | Huntington | Solar | Net-Metering | 4.79 | Active | 4129200% |  | 2013
GMP | Montpelier | Solar | Net-Metering | 146.89 | Active | 4193600% |  | 2014
GMP | Colchester | Solar | Net-Metering | 3.61 | Active | 4064700% |  | 2011
GMP | Westminster | Solar | Net-Metering | 57.46 | Active | 4049900% |  | 2010
GMP | Corinth | Solar | Net-Metering | 6.84 | Active | 4154400% |  | 2013
GMP | Norwich | Solar | Net-Metering | 14.81 | Active | 4128500% |  | 2013
GMP | Westminster | Solar | Net-Metering | 24.7 | Active | 4144900% |  | 2013
GMP | Vergennes | Solar | Net-Metering | 3.73 | Active | 4143100% |  | 2013
GMP | Plainfield | Solar | Net-Metering | 5.47 | Active | 4143200% |  | 2013
GMP | Vergennes | Solar | Net-Metering | 4.97 | Active | 4137600% |  | 2013
GMP | Waltham | Solar | Net-Metering | 5.59 | Active | 4138200% |  | 2013
GMP | Colchester | Solar | Net-Metering | 5.59 | Active | 4143100% |  | 2013
GMP | Charlotte | Solar | Net-Metering | 23.49 | Active | 4045900% |  | 2010
GMP | Huntington | Solar | Net-Metering | 3.11 | Active | 4136100% |  | 2013
GMP | Montpelier | Solar | Net-Metering | 3.73 | Active | 4132300% |  | 2013
GMP | Huntington | Solar | Net-Metering | 7.6 | Active | 4143100% |  | 2013
GMP | Vergennes | Solar | Net-Metering | 4.35 | Active | 4138200% |  | 2013
GMP | Colchester | Solar | Net-Metering | 3.73 | Active | 4143100% |  | 2013
GMP | Montpelier | Solar | Net-Metering | 5.59 | Active | 4143200% |  | 2013
GMP | Williston | Solar | Net-Metering | 6.21 | Active | 4138100% |  | 2013
GMP | Barre City | Solar | Net-Metering | 7.04 | Active | 4143000% |  | 2013
GMP | Vernon | Solar | Net-Metering | 10.12 | Active | 4023200% |  | 2010
GMP | Warren | Solar | Net-Metering | 7.46 | Active | 4129200% |  | 2013
GMP | Jericho | Solar | Net-Metering | 7.45 | Active | 4134400% |  | 2013
GMP | Montpelier | Solar | Net-Metering | 4.36 | Active | 4141400% |  | 2013
GMP | Essex | Solar | Net-Metering | 5.47 | Active | 4129200% |  | 2013
GMP | Putney | Solar | Net-Metering | 1.4 | Active | 4145800% |  | 2013
GMP | Middlesex | Solar | Net-Metering | 7 | Active | 4135900% |  | 2013
GMP | Richmond | Solar | Net-Metering | 5.59 | Active | 4137300% |  | 2013
GMP | Richmond | Solar | Net-Metering | 5.59 | Active | 4136900% |  | 2013
GMP | Starksboro | Solar | Net-Metering | 3.11 | Active | 4146400% |  | 2013
GMP | Waterbury | Solar | Net-Metering | 15.84 | Active | 4148600% |  | 2013
GMP | Waltham | Solar | Net-Metering | 7.77 | Active | 4139700% |  | 2013
GMP | South Burlington | Solar | Net-Metering | 4.35 | Active | 4144400% |  | 2013
GMP | Montpelier | Solar | Net-Metering | 2.91 | Active | 4162500% |  | 2013
GMP | Wilmington | Solar | Net-Metering | 4.99 | Active | 4133100% |  | 2013
GMP | Norwich | Solar | Net-Metering | 15 | Active | 4133100% |  | 2013
GMP | Barre City | Solar | Net-Metering | 4.97 | Active | 4138600% |  | 2013
GMP | Barre City | Solar | Net-Metering | 3.11 | Active | 4148800% |  | 2013
GMP | New Haven | Solar | Net-Metering | 11.18 | Active | 4142800% |  | 2013
GMP | Ferrisburgh | Solar | Net-Metering | 3.73 | Active | 4149100% |  | 2013
GMP | Barre City | Solar | Net-Metering | 9.94 | Active | 4138200% |  | 2013
GMP | Plainfield | Solar | Net-Metering | 3.73 | Active | 4142900% |  | 2013
GMP | Monkton | Solar | Net-Metering | 10.94 | Active | 4147000% |  | 2013
GMP | Ferrisburgh | Solar | Net-Metering | 4.35 | Active | 4149000% |  | 2013
GMP | Waltham | Solar | Net-Metering | 11.18 | Active | 4149200% |  | 2013
GMP | Charlotte | Solar | Net-Metering | 11.18 | Active | 4140800% |  | 2013
GMP | Montpelier | Solar | Net-Metering | 4.66 | Active | 4143200% |  | 2013
GMP | Marshfield | Solar | Net-Metering | 5.93 | Active | 4145600% |  | 2013
GMP | Essex Junction | Solar | Net-Metering | 3.95 | Active | 4140400% |  | 2013
GMP | South Burlington | Solar | Net-Metering | 4.66 | Active | 4142300% |  | 2013
GMP | Waterbury | Solar | Net-Metering | 4.97 | Active | 4149100% |  | 2013
GMP | Colchester | Solar | Net-Metering | 4.35 | Active | 4149100% |  | 2013
GMP | East Montpelier | Solar | Net-Metering | 5.31 | Active | 4142800% |  | 2013
GMP | Charlotte | Solar | Net-Metering | 53.58 | Active | 4141400% |  | 2013
GMP | Putney | Solar | Net-Metering | 148.77 | Active | 4145600% |  | 2013
GMP | Putney | Solar | Net-Metering | 148.77 | Active | 4153400% |  | 2013
GMP | Plainfield | Solar | Net-Metering | 0.95 | Active | 4140100% |  | 2013
GMP | Ferrisburgh | Solar | Net-Metering | 5.59 | Active | 4149000% |  | 2013
GMP | Vergennes | Solar | Net-Metering | 17.4 | Active | 4149100% |  | 2013
GMP | Waitsfield | Solar | Net-Metering | 7.9 | Active | 4140000% |  | 2013
GMP | Marshfield | Solar | Net-Metering | 6.21 | Active | 4149100% |  | 2013
GMP | South Burlington | Solar | Net-Metering | 4.56 | Active | 4138700% |  | 2013
GMP | Berlin | Solar | Net-Metering | 5.59 | Active | 4148700% |  | 2013
GMP | Colchester | Solar | Net-Metering | 4.97 | Active | 4149200% |  | 2013
GMP | Williston | Solar | Net-Metering | 3.11 | Active | 4149200% |  | 2013
GMP | Charlotte | Solar | Net-Metering | 9.06 | Active | 4137500% |  | 2013
GMP | Waterbury | Solar | Net-Metering | 5.7 | Active | 4143100% |  | 2013
GMP | Montpelier | Solar | Net-Metering | 2.3 | Active | 4143600% |  | 2013
GMP | Ferrisburgh | Solar | Net-Metering | 5.04 | Active | 4140800% |  | 2013
GMP | Warren | Solar | Net-Metering | 6.38 | Active | 4145600% |  | 2013
GMP | Vergennes | Solar | Net-Metering | 3.73 | Active | 4149100% |  | 2013
GMP | Rockingham | Solar | Net-Metering | 7.01 | Active | 4145700% |  | 2013
GMP | Middlesex | Solar | Net-Metering | 7.41 | Active | 4147000% |  | 2013
GMP | Shelburne | Solar | Net-Metering | 3.73 | Active | 4144400% |  | 2013
GMP | Ferrisburgh | Solar | Net-Metering | 13.98 | Active | 4149100% |  | 2013
GMP | Norwich | Solar | Net-Metering | 8.8 | Active | 4141100% |  | 2013
GMP | Waterbury | Solar | Net-Metering | 3.6 | Active | 4145200% |  | 2013
GMP | Williston | Solar | Net-Metering | 4.56 | Active | 4140100% |  | 2013
GMP | Rockingham | Solar | Net-Metering | 37.56 | Active | 4156300% |  | 2013
GMP | Panton | Solar | Net-Metering | 6.21 | Active | 4150600% |  | 2013
GMP | Warren | Solar | Net-Metering | 2.85 | Active | 4142400% |  | 2013
GMP | Williston | Solar | Net-Metering | 7.13 | Active | 4148700% |  | 2013
GMP | Charlotte | Solar | Net-Metering | 11 | Active | 4150600% |  | 2013
GMP | Huntington | Solar | Net-Metering | 5.93 | Active | 4153500% |  | 2013
GMP | Colchester | Solar | Net-Metering | 6.21 | Active | 4144900% |  | 2013
GMP | Essex Junction | Solar | Net-Metering | 9.16 | Active | 4183600% |  | 2014
GMP | Vergennes | Solar | Net-Metering | 5.93 | Active | 4150600% |  | 2013
GMP | Newbury | Solar | Net-Metering | 4.28 | Active | 4142800% |  | 2013
GMP | Warren | Solar | Net-Metering | 7.46 | Active | 4150600% |  | 2013
GMP | Essex | Solar | Net-Metering | 4.94 | Active | 4140700% |  | 2013
GMP | Barre Town | Solar | Net-Metering | 5.93 | Active | 4147400% |  | 2013
GMP | Norwich | Solar | Net-Metering | 5.19 | Active | 4140800% |  | 2013
GMP | Montpelier | Solar | Net-Metering | 18.13 | Active | 4211000% |  | 2015
GMP | Orange | Solar | Net-Metering | 18.13 | Active | 4165400% |  | 2014
GMP | Barre City | Hydro | Net-Metering | 14.25 | Active | 4177300% |  | 2014
GMP | Vergennes | Solar | Net-Metering | 150 | Active | 4162300% |  | 2013
GMP | South Burlington | Solar | Net-Metering | 5.9 | Active | 4150800% |  | 2013
GMP | South Burlington | Solar | Net-Metering | 6.52 | Active | 4152700% |  | 2013
GMP | Norwich | Solar | Net-Metering | 3.8 | Active | 4152000% |  | 2013
GMP | East Montpelier | Solar | Net-Metering | 2.85 | Active | 4145000% |  | 2013
GMP | Huntington | Solar | Net-Metering | 9.31 | Active | 4149100% |  | 2013
GMP | Marshfield | Solar | Net-Metering | 11.4 | Active | 4155700% |  | 2013
GMP | Danville | Solar | Net-Metering | 5.7 | Active | 4144300% |  | 2013
GMP | Williamstown | Solar | Net-Metering | 5.04 | Active | 4142800% |  | 2013
GMP | Dummerston | Solar | Net-Metering | 4.99 | Active | 4147700% |  | 2013
GMP | Monkton | Solar | Net-Metering | 5.29 | Active | 4147700% |  | 2013
GMP | Norwich | Solar | Net-Metering | 3.8 | Active | 4143700% |  | 2013
GMP | Richmond | Solar | Net-Metering | 3.8 | Active | 4148400% |  | 2013
GMP | Williston | Solar | Net-Metering | 15 | Active | 4153500% |  | 2013
GMP | Colchester | Solar | Net-Metering | 4.66 | Active | 4154800% |  | 2013
GMP | Colchester | Solar | Net-Metering | 7.52 | Active | 4148500% |  | 2013
GMP | Charlotte | Solar | Net-Metering | 9.82 | Active | 4159300% |  | 2013
GMP | Colchester | Solar | Net-Metering | 9.06 | Active | 4149300% |  | 2013
GMP | Barre City | Solar | Net-Metering | 4.35 | Active | 4157600% |  | 2013
GMP | Washington | Solar | Net-Metering | 11.86 | Active | 4187300% |  | 2014
GMP | Waitsfield | Solar | Net-Metering | 6.52 | Active | 4150600% |  | 2013
GMP | Waterbury | Solar | Net-Metering | 5.24 | Active | 4150600% |  | 2013
GMP | Barre City | Solar | Net-Metering | 3.73 | Active | 4150800% |  | 2013
GMP | South Burlington | Solar | Net-Metering | 11.3 | Active | 4157700% |  | 2013
GMP | Winooski | Solar | Net-Metering | 3.11 | Active | 4150600% |  | 2013
GMP | Hartford | Solar | Net-Metering | 3.8 | Active | 4152900% |  | 2013
GMP | Norwich | Solar | Net-Metering | 3.8 | Active | 4150200% |  | 2013
GMP | Worcester | Solar | Net-Metering | 5.23 | Active | 4158400% |  | 2013
GMP | Waitsfield | Solar | Net-Metering | 10.87 | Active | 4157700% |  | 2013
GMP | Richmond | Solar | Net-Metering | 4.97 | Active | 4157900% |  | 2013
GMP | Marshfield | Solar | Net-Metering | 148.2 | Active | 4157500% |  | 2013
GMP | Hartford | Solar | Net-Metering | 9.5 | Active | 4150100% |  | 2013
GMP | East Montpelier | Solar | Net-Metering | 4.97 | Active | 4150600% |  | 2013
GMP | Colchester | Solar | Net-Metering | 6.21 | Active | 4157700% |  | 2013
GMP | Barre City | Solar | Net-Metering | 4.35 | Active | 4157600% |  | 2013
GMP | Marshfield | Solar | Net-Metering | 4.75 | Active | 4150900% |  | 2013
GMP | Norwich | Solar | Net-Metering | 9.06 | Active | 4149300% |  | 2013
GMP | Barre City | Solar | Net-Metering | 5.59 | Active | 4157600% |  | 2013
GMP | Barre Town | Solar | Net-Metering | 4.04 | Active | 4157600% |  | 2013
GMP | Montpelier | Solar | Net-Metering | 3.11 | Active | 4148100% |  | 2013
GMP | Waterbury | Solar | Net-Metering | 31.97 | Active | 4163500% |  | 2013
GMP | Berlin | Solar | Net-Metering | 5.59 | Active | 4156500% |  | 2013
GMP | Charlotte | Solar | Net-Metering | 14.59 | Active | 4156500% |  | 2013
GMP | Warren | Solar | Net-Metering | 6.42 | Active | 4153300% |  | 2013
GMP | Colchester | Solar | Net-Metering | 4.1 | Active | 4150500% |  | 2013
GMP | Essex Junction | Solar | Net-Metering | 4.97 | Active | 4157700% |  | 2013
GMP | South Burlington | Solar | Net-Metering | 3.73 | Active | 4152100% |  | 2013
GMP | Montpelier | Solar | Net-Metering | 6.56 | Active | 4154800% |  | 2013
GMP | Waltham | Solar | Net-Metering | 13.64 | Active | 4155600% |  | 2013
GMP | Essex Junction | Solar | Net-Metering | 5.59 | Active | 4156900% |  | 2013
GMP | Warren | Solar | Net-Metering | 4.97 | Active | 4155700% |  | 2013
GMP | Charlotte | Solar | Net-Metering | 8.39 | Active | 4157700% |  | 2013
GMP | South Burlington | Solar | Net-Metering | 4.97 | Active | 4156500% |  | 2013
GMP | Panton | Solar | Net-Metering | 4.35 | Active | 4156400% |  | 2013
GMP | Chester | Solar | Net-Metering | 4.04 | Active | 4149400% |  | 2013
GMP | Plainfield | Solar | Net-Metering | 3.73 | Active | 4153300% |  | 2013
GMP | Barre Town | Solar | Net-Metering | 4.97 | Active | 4154000% |  | 2013
GMP | Vergennes | Solar | Net-Metering | 11.49 | Active | 4156500% |  | 2013
GMP | Duxbury | Solar | Net-Metering | 149.11 | Active | 4161300% |  | 2013
GMP | Warren | Solar | Net-Metering | 9.5 | Active | 4156300% |  | 2013
GMP | Corinth | Solar | Net-Metering | 4.75 | Active | 4155700% |  | 2013
GMP | Essex Junction | Solar | Net-Metering | 3.11 | Active | 4154200% |  | 2013
GMP | Charlotte | Solar | Net-Metering | 6.5 | Active | 4165300% |  | 2014
GMP | Shelburne | Solar | Net-Metering | 5 | Active | 4154400% |  | 2013
GMP | Addison | Solar | Net-Metering | 15.73 | Active | 4161000% |  | 2013
GMP | East Montpelier | Solar | Net-Metering | 8.7 | Active | 4156500% |  | 2013
GMP | Montpelier | Solar | Net-Metering | 28.5 | Active | 4158600% |  | 2013
GMP | Waltham | Solar | Net-Metering | 9.06 | Active | 4152000% |  | 2013
GMP | Huntington | Solar | Net-Metering | 4.03 | Active | 4155500% |  | 2013
GMP | Richmond | Solar | Net-Metering | 5.04 | Active | 4155500% |  | 2013
GMP | Waterbury | Solar | Net-Metering | 7.46 | Active | 4153500% |  | 2013
GMP | Barre City | Solar | Net-Metering | 4.94 | Active | 4155700% |  | 2013
GMP | Woodstock | Solar | Net-Metering | 26.68 | Active | 4162400% |  | 2013
GMP | Essex Junction | Solar | Net-Metering | 6.21 | Active | 4156500% |  | 2013
GMP | Williston | Solar | Net-Metering | 3.11 | Active | 4156500% |  | 2013
GMP | Dummerston | Solar | Net-Metering | 7.13 | Active | 4155500% |  | 2013
GMP | Newbury | Solar | Net-Metering | 6.65 | Active | 4158200% |  | 2013
GMP | Waitsfield | Solar | Net-Metering | 6.04 | Active | 4155000% |  | 2013
GMP | Essex Junction | Solar | Net-Metering | 3.73 | Active | 4156500% |  | 2013
GMP | Richmond | Solar | Net-Metering | 9.58 | Active | 4155500% |  | 2013
GMP | Fayston | Solar | Net-Metering | 3.11 | Active | 4157700% |  | 2013
GMP | Essex | Solar | Net-Metering | 17.76 | Active | 4158500% |  | 2013
GMP | Shelburne | Solar | Net-Metering | 7.15 | Active | 4156500% |  | 2013
GMP | Panton | Solar | Net-Metering | 4.25 | Active | 4150800% |  | 2013
GMP | Lunenburg | Solar | Net-Metering | 9.07 | Active | 4157100% |  | 2013
GMP | East Montpelier | Hydro | Net-Metering | 107.2 | Active | 4104500% |  | 2012
GMP | Ferrisburgh | Solar | Net-Metering | 3.52 | Active | 4152900% |  | 2013
GMP | Rockingham | Solar | Net-Metering | 9.2 | Active | 4160300% |  | 2013
GMP | East Montpelier | Solar | Net-Metering | 5.7 | Active | 4156800% |  | 2013
GMP | Winooski | Solar | Net-Metering | 4.35 | Active | 4156300% |  | 2013
GMP | Rockingham | Solar | Net-Metering | 148.2 | Active | 4158300% |  | 2013
GMP | Essex Junction | Solar | Net-Metering | 3.73 | Active | 4156500% |  | 2013
GMP | Essex Junction | Solar | Net-Metering | 5.59 | Active | 4164700% |  | 2014
GMP | Charlotte | Solar | Net-Metering | 12.52 | Active | 4156500% |  | 2013
GMP | Colchester | Solar | Net-Metering | 4.35 | Active | 4154800% |  | 2013
GMP | Waterbury | Solar | Net-Metering | 5.59 | Active | 4156100% |  | 2013
GMP | Shelburne | Solar | Net-Metering | 28.7 | Active | 4179200% |  | 2014
GMP | Richmond | Solar | Net-Metering | 9.6 | Active | 4159600% |  | 2013
GMP | Marshfield | Solar | Net-Metering | 13 | Active | 4157800% |  | 2013
GMP | South Burlington | Solar | Net-Metering | 5.9 | Active | 4159000% |  | 2013
GMP | Montpelier | Solar | Net-Metering | 4.28 | Active | 4157900% |  | 2013
GMP | Vergennes | Solar | Net-Metering | 6.52 | Active | 4159200% |  | 2013
GMP | Marshfield | Solar | Net-Metering | 3.31 | Active | 4157100% |  | 2013
GMP | Chittenden | Solar | Net-Metering | 3.85 | Active | 4157000% |  | 2013
GMP | Norwich | Solar | Net-Metering | 5.7 | Active | 4153700% |  | 2013
GMP | West Fairlee | Solar | Net-Metering | 5.23 | Active | 4157600% |  | 2013
GMP | Wells | Solar | Net-Metering | 1.81 | Active | 4155500% |  | 2013
GMP | South Burlington | Solar | Net-Metering | 8.7 | Active | 4160300% |  | 2013
GMP | Weston | Solar | Net-Metering | 2.58 | Active | 4153300% |  | 2013
GMP | Williamstown | Solar | Net-Metering | 3.31 | Active | 4159100% |  | 2013
GMP | Middlebury | Solar | Net-Metering | 3.11 | Active | 4156800% |  | 2013
GMP | St. Albans City | Solar | Net-Metering | 4.4 | Active | 4157100% |  | 2013
GMP | Hinesburg | Solar | Net-Metering | 5.93 | Active | 4159300% |  | 2013
GMP | Jericho | Solar | Net-Metering | 3.58 | Active | 4159300% |  | 2013
GMP | Middlebury | Solar | Net-Metering | 7.46 | Active | 4157600% |  | 2013
GMP | St. Albans City | Solar | Net-Metering | 4.96 | Active | 4157000% |  | 2013
GMP | Manchester | Solar | Net-Metering | 7.55 | Active | 4168900% |  | 2014
GMP | Georgia | Solar | Net-Metering | 5.93 | Active | 4159900% |  | 2013
GMP | Charlotte | Solar | Net-Metering | 3.8 | Active | 4156200% |  | 2013
GMP | Ferrisburgh | Solar | Net-Metering | 9.23 | Active | 4159700% |  | 2013
GMP | Hartford | Solar | Net-Metering | 3.8 | Active | 4158400% |  | 2013
GMP | St. Albans City | Solar | Net-Metering | 8.52 | Active | 4153400% |  | 2013
GMP | Leicester | Solar | Net-Metering | 5.93 | Active | 4159000% |  | 2013
GMP | Addison | Solar | Net-Metering | 9.92 | Active | 4157900% |  | 2013
GMP | Colchester | Solar | Net-Metering | 14.59 | Active | 4166800% |  | 2014
GMP | Cornwall | Solar | Net-Metering | 4.58 | Active | 4166600% |  | 2014
GMP | Danville | Solar | Net-Metering | 4.75 | Active | 4161100% |  | 2013
GMP | St. Albans City | Solar | Net-Metering | 8.55 | Active | 4164200% |  | 2014
GMP | Middlebury | Solar | Net-Metering | 8.08 | Active | 4166100% |  | 2014
GMP | Starksboro | Solar | Net-Metering | 6.61 | Active | 4157700% |  | 2013
GMP | Fairfax | Solar | Net-Metering | 5.28 | Active | 4161700% |  | 2013
GMP | Norwich | Solar | Net-Metering | 3.8 | Active | 4155500% |  | 2013
GMP | Norwich | Solar | Net-Metering | 3.8 | Active | 4158400% |  | 2013
GMP | Essex Junction | Solar | Net-Metering | 150 | Active | 4188000% |  | 2014
GMP | Strafford | Solar | Net-Metering | 4.28 | Active | 4156300% |  | 2013
GMP | Shrewsbury | Solar | Net-Metering | 6.16 | Active | 4167700% |  | 2014
GMP | Strafford | Solar | Net-Metering | 5.13 | Active | 4156300% |  | 2013
GMP | Wallingford | Solar | Net-Metering | 3.8 | Active | 4166100% |  | 2014
GMP | Jericho | Solar | Net-Metering | 6.61 | Active | 4164100% |  | 2014
GMP | Ryegate | Solar | Net-Metering | 3.95 | Active | 4156400% |  | 2013
GMP | Strafford | Solar | Net-Metering | 6.8 | Active | 4165300% |  | 2014
GMP | Milton | Solar | Net-Metering | 9.32 | Active | 4164200% |  | 2014
GMP | Hartland | Solar | Net-Metering | 3.99 | Active | 4156200% |  | 2013
GMP | Weathersfield | Solar | Net-Metering | 2.85 | Active | 4170100% |  | 2014
GMP | Marlboro | Solar | Net-Metering | 3.95 | Active | 4164500% |  | 2014
GMP | Brattleboro | Solar | Net-Metering | 2.96 | Active | 4165200% |  | 2014
GMP | West Windsor | Solar | Net-Metering | 4.75 | Active | 4157100% |  | 2013
GMP | Braintree | Solar | Net-Metering | 8.55 | Active | 4164600% |  | 2014
GMP | West Windsor | Solar | Net-Metering | 8.55 | Active | 4019700% |  | 2010
GMP | West Windsor | Solar | Net-Metering | 2.14 | Active | 4156500% |  | 2013
GMP | Thetford | Solar | Net-Metering | 17.44 | Active | 4160000% |  | 2013
GMP | Weston | Solar | Net-Metering | 17.81 | Active | 4167700% |  | 2014
GMP | Dummerston | Solar | Net-Metering | 6.89 | Active | 4157500% |  | 2013
GMP | Williamstown | Solar | Net-Metering | 91.2 | Active | 4199200% |  | 2014
GMP | Bristol | Solar | Net-Metering | 4.53 | Active | 4156200% |  | 2013
GMP | Westford | Solar | Net-Metering | 3.08 | Active | 4164100% |  | 2014
GMP | Montpelier | Solar | Net-Metering | 4.04 | Active | 4162100% |  | 2013
GMP | Waterbury | Solar | Net-Metering | 9.09 | Active | 4162000% |  | 2013
GMP | Moretown | Solar | Net-Metering | 4.96 | Active | 4159600% |  | 2013
GMP | Waterbury | Solar | Net-Metering | 4.97 | Active | 4156800% |  | 2013
GMP | Montpelier | Solar | Net-Metering | 7.46 | Active | 4161400% |  | 2013
GMP | Georgia | Solar | Net-Metering | 4.35 | Active | 4161800% |  | 2013
GMP | Middlesex | Solar | Net-Metering | 11.18 | Active | 4161300% |  | 2013
GMP | Middlesex | Solar | Net-Metering | 7.46 | Active | 4156500% |  | 2013
GMP | Barre City | Solar | Net-Metering | 4.35 | Active | 4160500% |  | 2013
GMP | Middlebury | Solar | Net-Metering | 8.89 | Active | 4162500% |  | 2013
GMP | Guilford | Solar | Net-Metering | 5.59 | Active | 4164500% |  | 2014
GMP | Milton | Solar | Net-Metering | 5.23 | Active | 4157700% |  | 2013
GMP | Colchester | Solar | Net-Metering | 6.21 | Active | 4159300% |  | 2013
GMP | Dummerston | Solar | Net-Metering | 6.18 | Active | 4159100% |  | 2013
GMP | Westford | Solar | Net-Metering | 4.03 | Active | 4159800% |  | 2013
GMP | Halifax | Solar | Net-Metering | 9.26 | Active | 4167300% |  | 2014
GMP | Fayston | Solar | Net-Metering | 4.66 | Active | 4159800% |  | 2013
GMP | Essex Junction | Solar | Net-Metering | 4.97 | Active | 4156500% |  | 2013
GMP | Essex | Solar | Net-Metering | 6.06 | Active | 4159300% |  | 2013
GMP | Warren | Solar | Net-Metering | 3.58 | Active | 4157200% |  | 2013
GMP | Colchester | Solar | Net-Metering | 7.46 | Active | 4164400% |  | 2014
GMP | Ferrisburgh | Solar | Net-Metering | 3.78 | Active | 4157500% |  | 2013
GMP | Fairlee | Solar | Net-Metering | 8.55 | Active | 4157500% |  | 2013
GMP | Londonderry | Solar | Net-Metering | 8.55 | Active | 4160300% |  | 2013
GMP | Arlington | Solar | Net-Metering | 8.72 | Active | 4156300% |  | 2013
GMP | Arlington | Solar | Net-Metering | 0.97 | Active | 4175400% |  | 2014
GMP | Westminster | Solar | Net-Metering | 6 | Active | 4159700% |  | 2013
GMP | Guilford | Solar | Net-Metering | 3.86 | Active | 4164500% |  | 2014
GMP | New Haven | Solar | Net-Metering | 6.04 | Active | 4163500% |  | 2013
GMP | Middletown Springs | Solar | Net-Metering | 6.67 | Active | 4161300% |  | 2013
GMP | Tunbridge | Solar | Net-Metering | 21.2 | Active | 4163500% |  | 2013
GMP | Lincoln | Solar | Net-Metering | 4.66 | Active | 4158400% |  | 2013
GMP | Randolph | Solar | Net-Metering | 16.76 | Active | 4165300% |  | 2014
GMP | Bristol | Solar | Net-Metering | 7.87 | Active | 4164700% |  | 2014
GMP | Rutland City | Solar | Utility | 59.25 | Active | 4177900% |  | 2014
GMP | Pownal | Solar | Net-Metering | 9.45 | Active | 4161200% |  | 2013
GMP | Brattleboro | Solar | Net-Metering | 45.6 | Active | 4163900% |  | 2013
GMP | Sudbury | Solar | Net-Metering | 11.4 | Active | 4161700% |  | 2013
GMP | Shelburne | Solar | Net-Metering | 6.41 | Active | 4172500% |  | 2014
GMP | Hinesburg | Solar | Net-Metering | 6.38 | Active | 4159600% |  | 2013
GMP | Winooski | Solar | Net-Metering | 2.28 | Active | 4154700% |  | 2013
GMP | Hartford | Solar | Net-Metering | 8.89 | Active | 4154800% |  | 2013
GMP | Bristol | Solar | Net-Metering | 6 | Active | 4157900% |  | 2013
GMP | Sudbury | Solar | Net-Metering | 24.55 | Active | 4165200% |  | 2014
GMP | Marshfield | Solar | Net-Metering | 3.31 | Active | 4161300% |  | 2013
GMP | Barre Town | Solar | Net-Metering | 7.71 | Active | 4159800% |  | 2013
GMP | Windham | Solar | Net-Metering | 2.39 | Active | 4161900% |  | 2013
GMP | Dummerston | Solar | Net-Metering | 8.55 | Active | 4168200% |  | 2014
GMP | Ripton | Solar | Net-Metering | 5.13 | Active | 4158500% |  | 2013
GMP | West Haven | Solar | Net-Metering | 17.1 | Active | 4176000% |  | 2014
GMP | Bristol | Solar | Net-Metering | 9.8 | Active | 4159900% |  | 2013
GMP | Royalton | Solar | Net-Metering | 5.7 | Active | 4206900% |  | 2015
GMP | Rutland City | Solar | Net-Metering | 15.39 | Active | 4161700% |  | 2013
GMP | Washington | Solar | Net-Metering | 5.7 | Active | 4159300% |  | 2013
GMP | Pittsford | Solar | Net-Metering | 4.28 | Active | 4166100% |  | 2014
GMP | Brattleboro | Solar | Net-Metering | 4.75 | Active | 4175300% |  | 2014
GMP | Dummerston | Solar | Net-Metering | 4.75 | Active | 4167300% |  | 2014
GMP | Norwich | Solar | Net-Metering | 3.59 | Active | 4170900% |  | 2014
GMP | Peru | Solar | Net-Metering | 4.28 | Active | 4168800% |  | 2014
GMP | Brattleboro | Solar | Net-Metering | 6.18 | Active | 4169600% |  | 2014
GMP | Rochester | Solar | Net-Metering | 12.1 | Active | 4175200% |  | 2014
GMP | Springfield | Solar | Net-Metering | 149.15 | Active | 4182800% |  | 2014
GMP | Essex Junction | Solar | Net-Metering | 4.04 | Active | 4157900% |  | 2013
GMP | East Montpelier | Solar | Net-Metering | 9.92 | Active | 4160500% |  | 2013
GMP | Norwich | Solar | Net-Metering | 3.8 | Active | 4161700% |  | 2013
GMP | Thetford | Solar | Net-Metering | 3.8 | Active | 4164100% |  | 2014
GMP | Panton | Solar | Net-Metering | 14.6 | Active | 4164200% |  | 2014
GMP | Warren | Solar | Net-Metering | 6.52 | Active | 4159300% |  | 2013
GMP | Thetford | Solar | Net-Metering | 26.4 | Active | 4161700% |  | 2013
GMP | South Burlington | Solar | Net-Metering | 95.19 | Active | 4186200% |  | 2014
GMP | Norwich | Solar | Net-Metering | 7.13 | Active | 4162700% |  | 2013
GMP | South Burlington | Solar | Net-Metering | 38.48 | Active | 4163900% |  | 2013
GMP | Shoreham | Solar | Net-Metering | 12.12 | Active | 4161700% |  | 2013
GMP | Middlebury | Solar | Net-Metering | 4.96 | Active | 4157100% |  | 2013
GMP | Rutland City | Solar | Net-Metering | 11.4 | Active | 4174500% |  | 2014
GMP | Randolph | Solar | Net-Metering | 5.81 | Active | 4188400% |  | 2014
GMP | Sheldon | Solar | Net-Metering | 8.21 | Active | 4162800% |  | 2013
GMP | Weathersfield | Solar | Net-Metering | 3.6 | Active | 4162600% |  | 2013
GMP | UNDERHILL | Solar | Net-Metering | 3.8 | Active | 4164700% |  | 2014
GMP | Cambridge | Solar | Net-Metering | 3.65 | Active | 4159800% |  | 2013
GMP | Rutland City | Solar | Net-Metering | 144.69 | Active | 4169500% |  | 2014
GMP | Athens | Solar | Net-Metering | 10.94 | Active | 4162400% |  | 2013
GMP | DANVILLE | Solar | Net-Metering | 4.75 | Active | 4162000% |  | 2013
GMP | Townshend | Solar | Net-Metering | 11.4 | Active | 4176500% |  | 2014
GMP | Fairfax | Solar | Net-Metering | 3.31 | Active | 4160300% |  | 2013
GMP | Winooski | Solar | Net-Metering | 4.96 | Active | 4160000% |  | 2013
GMP | Essex Junction | Solar | Net-Metering | 3.11 | Active | 4159800% |  | 2013
GMP | Vergennes | Solar | Net-Metering | 5.59 | Active | 4162000% |  | 2013
GMP | Addison | Solar | Net-Metering | 9.92 | Active | 4164500% |  | 2014
GMP | New Haven | Solar | Net-Metering | 6.06 | Active | 4164200% |  | 2014
GMP | Underhill | Solar | Net-Metering | 3.31 | Active | 4160400% |  | 2013
GMP | New Haven | Solar | Net-Metering | 5.59 | Active | 4162000% |  | 2013
GMP | Leicester | Solar | Net-Metering | 11.4 | Active | 4167400% |  | 2014
GMP | Middlebury | Solar | Net-Metering | 4.96 | Active | 4165200% |  | 2014
GMP | Shoreham | Solar | Net-Metering | 6.06 | Active | 4168100% |  | 2014
GMP | Salisbury | Solar | Net-Metering | 4.41 | Active | 4161700% |  | 2013
GMP | Weybridge | Solar | Net-Metering | 3.73 | Active | 4162800% |  | 2013
GMP | Vergennes | Solar | Net-Metering | 6.61 | Active | 4164700% |  | 2014
GMP | Hinesburg | Solar | Net-Metering | 3.73 | Active | 4159600% |  | 2013
GMP | Cambridge | Solar | Net-Metering | 5.13 | Active | 4176800% |  | 2014
GMP | Bristol | Solar | Net-Metering | 2.76 | Active | 4161700% |  | 2013
GMP | Brattleboro | Solar | Net-Metering | 13.74 | Active | 4162400% |  | 2013
GMP | Orwell | Solar | Net-Metering | 148.2 | Active | 4194100% |  | 2014
GMP | Addison | Solar | Net-Metering | 148.2 | Active | 4188600% |  | 2014
GMP | Brookline | Solar | Net-Metering | 6.16 | Active | 4164500% |  | 2014
GMP | FAYSTON | Solar | Net-Metering | 4.75 | Active | 4162400% |  | 2013
GMP | Waterbury | Solar | Net-Metering | 1.98 | Active | 4160400% |  | 2013
GMP | Roxbury | Solar | Net-Metering | 5.7 | Active | 4161000% |  | 2013
GMP | NORWICH | Solar | Net-Metering | 8.8 | Active | 4161400% |  | 2013
GMP | Rutland City | Solar | Net-Metering | 9.26 | Active | 4162000% |  | 2013
GMP | NEW HAVEN | Solar | Net-Metering | 4.75 | Active | 4173800% |  | 2014
GMP | Townshend | Solar | Net-Metering | 130 | Active | 4194000% |  | 2014
GMP | Granville | Solar | Net-Metering | 7.6 | Active | 4161800% |  | 2013
GMP | Leicester | Solar | Net-Metering | 3.31 | Active | 4174400% |  | 2014
GMP | Williston | Solar | Net-Metering | 5.24 | Active | 4159600% |  | 2013
GMP | Milton | Solar | Net-Metering | 4.66 | Active | 4164200% |  | 2014
GMP | Ferrisburgh | Solar | Net-Metering | 4.56 | Active | 4162400% |  | 2013
GMP | Londonderry | Solar | Net-Metering | 6 | Active | 4160300% |  | 2013
GMP | Roxbury | Solar | Net-Metering | 3.73 | Active | 4161800% |  | 2013
GMP | Plainfield | Solar | Net-Metering | 6.84 | Active | 4163000% |  | 2013
GMP | Ripton | Solar | Net-Metering | 3.42 | Active | 4164500% |  | 2014
GMP | Barre City | Solar | Net-Metering | 5.51 | Active | 4161100% |  | 2013
GMP | New Haven | Solar | Net-Metering | 3.42 | Active | 4162800% |  | 2013
GMP | Montpelier | Solar | Net-Metering | 9.88 | Active | 4164100% |  | 2014
GMP | Jericho | Solar | Net-Metering | 2.27 | Active | 4159900% |  | 2013
GMP | Randolph | Solar | Net-Metering | 11.4 | Active | 4183100% |  | 2014
GMP | Barnard | Solar | Net-Metering | 5.59 | Active | 4156100% |  | 2013
GMP | Danby | Solar | Net-Metering | 7.18 | Active | 4170300% |  | 2014
GMP | Randolph | Solar | Net-Metering | 4.85 | Active | 4162700% |  | 2013
GMP | New Haven | Solar | Net-Metering | 4.62 | Active | 4163800% |  | 2013
GMP | Middlebury | Solar | Net-Metering | 6.21 | Active | 4162800% |  | 2013
GMP | Montpelier | Solar | Net-Metering | 4.56 | Active | 4161300% |  | 2013
GMP | Goshen | Solar | Net-Metering | 3.73 | Active | 4163900% |  | 2013
GMP | Waterbury | Solar | Net-Metering | 500 | Active | 4199000% |  | 2014
GMP | Waterbury | Solar | Net-Metering | 7.46 | Active | 4163500% |  | 2013
GMP | Barre City | Solar | Net-Metering | 500 | Active | 4199100% |  | 2014
GMP | Cambridge | Solar | Net-Metering | 6.84 | Active | 4165400% |  | 2014
GMP | Waltham | Solar | Net-Metering | 3.42 | Active | 4164700% |  | 2014
GMP | Middlebury | Solar | Net-Metering | 4.1 | Active | 4165300% |  | 2014
GMP | Barre City | Solar | Net-Metering | 2.76 | Active | 4159100% |  | 2013
GMP | Norwich | Solar | Net-Metering | 3.8 | Active | 4177800% |  | 2014
GMP | Strafford | Solar | Net-Metering | 4.75 | Active | 4166800% |  | 2014
GMP | Addison | Solar | Net-Metering | 2.85 | Active | 4168900% |  | 2014
GMP | Halifax | Solar | Net-Metering | 7.46 | Active | 4173600% |  | 2014
GMP | Hartford | Solar | Net-Metering | 8.55 | Active | 4164600% |  | 2014
GMP | Mount Holly | Solar | Net-Metering | 7.6 | Active | 4169000% |  | 2014
GMP | Waterbury | Solar | Net-Metering | 7.46 | Active | 4175300% |  | 2014
GMP | Charlotte | Solar | Net-Metering | 9.12 | Active | 4165600% |  | 2014
GMP | Sheldon | Solar | Net-Metering | 4.2 | Active | 4166200% |  | 2014
GMP | Orwell | Solar | Net-Metering | 3.42 | Active | 4165200% |  | 2014
GMP | St. Albans City | Solar | Net-Metering | 5 | Active | 4162000% |  | 2013
GMP | Warren | Solar | Net-Metering | 4.97 | Active | 4164900% |  | 2014
GMP | Dorset | Solar | Net-Metering | 6.52 | Active | 4168000% |  | 2014
GMP | Norwich | Solar | Net-Metering | 7.13 | Active | 4185200% |  | 2014
GMP | Waterford | Solar | Net-Metering | 7.7 | Active | 4172300% |  | 2014
GMP | Essex Junction | Solar | Net-Metering | 150 | Active | 4192200% |  | 2014
GMP | Cambridge | Solar | Net-Metering | 5.59 | Active | 4166200% |  | 2014
GMP | Fairfax | Solar | Net-Metering | 4.35 | Active | 4166200% |  | 2014
GMP | Fairfax | Solar | Net-Metering | 7.98 | Active | 4172400% |  | 2014
GMP | Addison | Solar | Net-Metering | 4.85 | Active | 4176500% |  | 2014
GMP | Castleton | Solar | Net-Metering | 6.52 | Active | 4167700% |  | 2014
GMP | Monkton | Solar | Net-Metering | 5.68 | Active | 4173300% |  | 2014
GMP | Middlebury | Solar | Net-Metering | 4.35 | Active | 4165200% |  | 2014
GMP | St. Albans City | Solar | Net-Metering | 4.97 | Active | 4165600% |  | 2014
GMP | Monkton | Solar | Net-Metering | 11 | Active | 4162600% |  | 2013
GMP | Danville | Solar | Net-Metering | 4.75 | Active | 4162000% |  | 2013
GMP | Montpelier | Solar | Net-Metering | 4.28 | Active | 4170800% |  | 2014
GMP | Putney | Solar | Net-Metering | 8.21 | Active | 4165400% |  | 2014
GMP | Charlotte | Solar | Net-Metering | 6.38 | Active | 4164700% |  | 2014
GMP | Jamaica | Solar | Net-Metering | 6.84 | Active | 4175200% |  | 2014
GMP | Windsor | Solar | Net-Metering | 9.73 | Active | 4165200% |  | 2014
GMP | Thetford | Solar | Net-Metering | 5.93 | Active | 4178200% |  | 2014
GMP | Rutland City | Solar | Utility | 9.84 | Active | 4173600% |  | 2014
GMP | Colchester | Solar | Net-Metering | 3.11 | Active | 4177200% |  | 2014
GMP | New Haven | Solar | Net-Metering | 7.46 | Active | 4191400% |  | 2014
GMP | Essex | Solar | Net-Metering | 5.7 | Active | 4174300% |  | 2014
GMP | Salisbury | Solar | Net-Metering | 5.7 | Active | 4168100% |  | 2014
GMP | Bristol | Solar | Net-Metering | 2.05 | Active | 4162000% |  | 2013
GMP | Brookfield | Solar | Net-Metering | 2.85 | Active | 4182200% |  | 2014
GMP | Brattleboro | Solar | Net-Metering | 7.13 | Active | 4165600% |  | 2014
GMP | Chester | Solar | Net-Metering | 2.85 | Active | 4161900% |  | 2013
GMP | Rockingham | Solar | Net-Metering | 7.84 | Active | 4166000% |  | 2014
GMP | Middlebury | Solar | Net-Metering | 6 | Active | 4162100% |  | 2013
GMP | Norwich | Solar | Net-Metering | 6 | Active | 4213100% |  | 2015
GMP | Colchester | Solar | Net-Metering | 12.32 | Active | 4191200% |  | 2014
GMP | Hartford | Solar | Net-Metering | 45.6 | Active | 4163800% |  | 2013
GMP | Williston | Solar | Net-Metering | 3.73 | Active | 4166200% |  | 2014
GMP | St. Albans City | Solar | Net-Metering | 4.56 | Active | 4166300% |  | 2014
GMP | Georgia | Solar | Net-Metering | 8.08 | Active | 4172300% |  | 2014
GMP | Charlotte | Solar | Net-Metering | 9.94 | Active | 4168000% |  | 2014
GMP | Vergennes | Solar | Net-Metering | 6 | Active | 4166700% |  | 2014
GMP | Royalton | Solar | Net-Metering | 23.85 | Active | 4170700% |  | 2014
GMP | Marlboro | Solar | Net-Metering | 4.62 | Active | 4173600% |  | 2014
GMP | Essex Junction | Solar | Net-Metering | 4.56 | Active | 4165600% |  | 2014
GMP | Danville | Solar | Net-Metering | 138.8 | Active | 4231200% |  | 2015
GMP | Middlebury | Solar | Net-Metering | 10.8 | Active | 4167700% |  | 2014
GMP | Georgia | Solar | Net-Metering | 10.26 | Active | 4176700% |  | 2014
GMP | Vergennes | Solar | Net-Metering | 5.23 | Active | 4166000% |  | 2014
GMP | Danville | Solar | Net-Metering | 5.7 | Active | 4175300% |  | 2014
GMP | New Haven | Solar | Net-Metering | 3.99 | Active | 4165400% |  | 2014
GMP | Addison | Solar | Net-Metering | 6.27 | Active | 4167000% |  | 2014
GMP | St. Albans City | Solar | Net-Metering | 7.46 | Active | 4177400% |  | 2014
GMP | Plainfield | Solar | Net-Metering | 7.7 | Active | 4166200% |  | 2014
GMP | Roxbury | Solar | Net-Metering | 6.21 | Active | 4168100% |  | 2014
GMP | Marshfield | Solar | Net-Metering | 5.64 | Active | 4164100% |  | 2014
GMP | St. Johnsbury | Solar | Net-Metering | 495.9 | Active | 4194000% |  | 2014
GMP | Fairfax | Solar | Net-Metering | 9.88 | Active | 4180000% |  | 2014
GMP | Ripton | Solar | Net-Metering | 3.99 | Active | 4166600% |  | 2014
GMP | Lincoln | Solar | Net-Metering | 2.85 | Active | 4171500% |  | 2014
GMP | Vergennes | Solar | Net-Metering | 11.12 | Active | 4171500% |  | 2014
GMP | Grafton | Solar | Net-Metering | 5.7 | Active | 4164800% |  | 2014
GMP | Middlebury | Solar | Net-Metering | 4.96 | Active | 4169800% |  | 2014
GMP | Brandon | Solar | Net-Metering | 7.32 | Active | 4176800% |  | 2014
GMP | Charlotte | Solar | Net-Metering | 5.7 | Active | 4164700% |  | 2014
GMP | Charlotte | Solar | Net-Metering | 4.75 | Active | 4164600% |  | 2014
GMP | Chester | Solar | Net-Metering | 3.95 | Active | 4168100% |  | 2014
GMP | Fayston | Solar | Net-Metering | 7.7 | Active | 4170800% |  | 2014
GMP | Plymouth | Solar | Net-Metering | 5.93 | Active | 4184200% |  | 2014
GMP | Cornwall | Solar | Net-Metering | 2.57 | Active | 4168700% |  | 2014
GMP | Rutland City | Solar | Net-Metering | 8.4 | Active | 4170500% |  | 2014
GMP | Rochester | Solar | Net-Metering | 6 | Active | 4181600% |  | 2014
GMP | Lincoln | Solar | Net-Metering | 3.73 | Active | 4167700% |  | 2014
GMP | Mendon | Solar | Net-Metering | 12.5 | Active | 4207300% |  | 2015
GMP | Williston | Solar | Net-Metering | 5 | Active | 4169400% |  | 2014
GMP | St. Albans City | Solar | Net-Metering | 3.73 | Active | 4178000% |  | 2014
GMP | South Burlington | Solar | Net-Metering | 2.85 | Active | 4168100% |  | 2014
GMP | Barre Town | Solar | Net-Metering | 5.9 | Active | 4167700% |  | 2014
GMP | Essex Junction | Solar | Net-Metering | 10.25 | Active | 4173000% |  | 2014
GMP | Norwich | Solar | Net-Metering | 6 | Active | 4177300% |  | 2014
GMP | Westminster | Solar | Net-Metering | 500 | Active | 4198800% |  | 2014
GMP | St. Albans City | Solar | Net-Metering | 3.08 | Active | 4174400% |  | 2014
GMP | Milton | Solar | Net-Metering | 7.45 | Active | 4175800% |  | 2014
GMP | Charlotte | Solar | Net-Metering | 84 | Active | 4199500% |  | 2014
GMP | Vernon | Solar | Net-Metering | 12.83 | Active | 4177100% |  | 2014
GMP | Ferrisburgh | Solar | Net-Metering | 6.84 | Active | 4175900% |  | 2014
GMP | Vergennes | Solar | Net-Metering | 5.7 | Active | 4169100% |  | 2014
GMP | Bridport | Solar | Net-Metering | 8.36 | Active | 4178000% |  | 2014
GMP | Montpelier | Solar | Net-Metering | 4.28 | Active | 4169600% |  | 2014
GMP | Thetford | Solar | Net-Metering | 5.23 | Active | 4180600% |  | 2014
GMP | Charlotte | Solar | Net-Metering | 5.7 | Active | 4166800% |  | 2014
GMP | St. Albans City | Solar | Net-Metering | 5 | Active | 4177300% |  | 2014
GMP | Shelburne | Solar | Net-Metering | 6.52 | Active | 4169600% |  | 2014
GMP | Montpelier | Solar | Net-Metering | 4.04 | Active | 4168900% |  | 2014
GMP | Brookfield | Solar | Net-Metering | 11.4 | Active | 4177400% |  | 2014
GMP | Warren | Solar | Net-Metering | 4.35 | Active | 4170900% |  | 2014
GMP | Bristol | Solar | Net-Metering | 3.42 | Active | 4169800% |  | 2014
GMP | Westminster | Solar | Net-Metering | 3.33 | Active | 4175200% |  | 2014
GMP | Rutland City | Solar | Net-Metering | 5.75 | Active | 4172200% |  | 2014
GMP | Weathersfield | Solar | Net-Metering | 8.55 | Active | 4169600% |  | 2014
GMP | Colchester | Solar | Net-Metering | 4.66 | Active | 4169600% |  | 2014
GMP | East Montpelier | Solar | Net-Metering | 3.42 | Active | 4177500% |  | 2014
GMP | Norwich | Solar | Net-Metering | 11.7 | Active | 4173600% |  | 2014
GMP | Pittsford | Solar | Net-Metering | 5.76 | Active | 4170900% |  | 2014
GMP | Weybridge | Solar | Net-Metering | 6.67 | Active | 4173900% |  | 2014
GMP | Starksboro | Solar | Net-Metering | 14.74 | Active | 4183600% |  | 2014
GMP | Warren | Solar | Net-Metering | 9.32 | Active | 4170400% |  | 2014
GMP | Essex Junction | Solar | Net-Metering | 9.41 | Active | 4169000% |  | 2014
GMP | Bristol | Solar | Net-Metering | 4.04 | Active | 4171500% |  | 2014
GMP | Starksboro | Solar | Net-Metering | 3.42 | Active | 4177800% |  | 2014
GMP | Barre City | Solar | Net-Metering | 6.27 | Active | 4169800% |  | 2014
GMP | Fairfax | Solar | Net-Metering | 4.56 | Active | 4169800% |  | 2014
GMP | Windsor | Solar | Net-Metering | 495.9 | Active | 4196300% |  | 2014
GMP | Waterbury | Solar | Net-Metering | 4.97 | Active | 4170400% |  | 2014
GMP | Essex Junction | Solar | Net-Metering | 5.59 | Active | 4171100% |  | 2014
GMP | Shelburne | Solar | Net-Metering | 5.7 | Active | 4176600% |  | 2014
GMP | Milton | Solar | Net-Metering | 4.97 | Active | 4171900% |  | 2014
GMP | Newbury | Solar | Net-Metering | 3.59 | Active | 4186200% |  | 2014
GMP | Barre City | Solar | Net-Metering | 7.13 | Active | 4171900% |  | 2014
GMP | Northfield | Solar | Net-Metering | 4.28 | Active | 4173600% |  | 2014
GMP | Sharon | Solar | Net-Metering | 9.5 | Active | 4173900% |  | 2014
GMP | Colchester | Solar | Net-Metering | 4.97 | Active | 4171600% |  | 2014
GMP | Huntington | Solar | Net-Metering | 7.85 | Active | 4169500% |  | 2014
GMP | Jericho | Solar | Net-Metering | 6.84 | Active | 4179900% |  | 2014
GMP | Ferrisburgh | Solar | Net-Metering | 3.42 | Active | 4178200% |  | 2014
GMP | Northfield | Solar | Net-Metering | 3.42 | Active | 4177900% |  | 2014
GMP | Charlotte | Solar | Net-Metering | 3.11 | Active | 4172200% |  | 2014
GMP | Cornwall | Solar | Net-Metering | 9.41 | Active | 4173600% |  | 2014
GMP | Shrewsbury | Solar | Net-Metering | 5.7 | Active | 4175700% |  | 2014
GMP | Mendon | Solar | Net-Metering | 8.36 | Active | 4187200% |  | 2014
GMP | Berlin | Solar | Net-Metering | 5.7 | Active | 4169600% |  | 2014
GMP | Milton | Solar | Net-Metering | 5.28 | Active | 4172200% |  | 2014
GMP | Barre City | Solar | Net-Metering | 5.59 | Active | 4171700% |  | 2014
GMP | Waitsfield | Solar | Net-Metering | 5.7 | Active | 4178100% |  | 2014
GMP | Georgia | Solar | Net-Metering | 6.27 | Active | 4175400% |  | 2014
GMP | Georgia | Solar | Net-Metering | 10.26 | Active | 4176800% |  | 2014
GMP | Rutland City | Solar | Net-Metering | 3.14 | Active | 4172200% |  | 2014
GMP | Castleton | Solar | Net-Metering | 38.38 | Active | 4177900% |  | 2014
GMP | Roxbury | Solar | Net-Metering | 8.55 | Active | 4181300% |  | 2014
GMP | Westford | Solar | Net-Metering | 5.75 | Active | 4188500% |  | 2014
GMP | Colchester | Solar | Net-Metering | 5.58 | Active | 4172900% |  | 2014
GMP | Lincoln | Solar | Net-Metering | 8.36 | Active | 4174500% |  | 2014
GMP | Fairfax | Solar | Net-Metering | 6.84 | Active | 4174000% |  | 2014
GMP | Shelburne | Solar | Net-Metering | 13.05 | Active | 4174700% |  | 2014
GMP | Marshfield | Solar | Net-Metering | 3.73 | Active | 4182200% |  | 2014
GMP | Richmond | Solar | Net-Metering | 6.84 | Active | 4179500% |  | 2014
GMP | Essex | Solar | Net-Metering | 8.73 | Active | 4172500% |  | 2014
GMP | Jericho | Solar | Net-Metering | 4.66 | Active | 4173900% |  | 2014
GMP | Brattleboro | Solar | Net-Metering | 5.59 | Active | 4176000% |  | 2014
GMP | Jamaica | Solar | Net-Metering | 1.25 | Active | 4175200% |  | 2014
GMP | Colchester | Solar | Net-Metering | 2.85 | Active | 4173100% |  | 2014
GMP | Middlebury | Solar | Net-Metering | 6.84 | Active | 4179000% |  | 2014
GMP | Georgia | Solar | Net-Metering | 5.28 | Active | 4181300% |  | 2014
GMP | Rutland City | Solar | Net-Metering | 6.01 | Active | 4176600% |  | 2014
GMP | Ferrisburgh | Solar | Net-Metering | 5.7 | Active | 4173600% |  | 2014
GMP | Bethel | Solar | Net-Metering | 5.13 | Active | 4173800% |  | 2014
GMP | Middlebury | Solar | Net-Metering | 5.7 | Active | 4176100% |  | 2014
GMP | Fairfax | Solar | Net-Metering | 4.56 | Active | 4174500% |  | 2014
GMP | Grafton | Solar | Net-Metering | 6.89 | Active | 4171600% |  | 2014
GMP | South Burlington | Solar | Net-Metering | 3.95 | Active | 4177200% |  | 2014
GMP | Essex | Solar | Net-Metering | 5.25 | Active | 4175200% |  | 2014
GMP | Bennington | Solar | Net-Metering | 5.29 | Active | 4185500% |  | 2014
GMP | Huntington | Solar | Net-Metering | 4.56 | Active | 4173700% |  | 2014
GMP | Swanton | Solar | Net-Metering | 3.99 | Active | 4175300% |  | 2014
GMP | Charlotte | Solar | Net-Metering | 7.84 | Active | 4182800% |  | 2014
GMP | Milton | Solar | Net-Metering | 7.83 | Active | 4178900% |  | 2014
GMP | Jericho | Solar | Net-Metering | 3.42 | Active | 4175100% |  | 2014
GMP | St. Johnsbury | Solar | Net-Metering | 5.7 | Active | 4190600% |  | 2014
GMP | Essex Junction | Bio | Net-Metering | 150 | Active | 4192200% |  | 2014
GMP | Bennington | Solar | Net-Metering | 11.98 | Active | 4173900% |  | 2014
GMP | Bennington | Solar | Net-Metering | 4.28 | Active | 4174400% |  | 2014
GMP | Marshfield | Solar | Net-Metering | 6.41 | Active | 4175700% |  | 2014
GMP | Colchester | Solar | Net-Metering | 4.28 | Active | 4175000% |  | 2014
GMP | Chittenden | Solar | Net-Metering | 3 | Active | 4172400% |  | 2014
GMP | Newfane | Solar | Net-Metering | 5.23 | Active | 4177900% |  | 2014
GMP | South Burlington | Solar | Net-Metering | 3.42 | Active | 4175700% |  | 2014
GMP | Vergennes | Solar | Net-Metering | 6.84 | Active | 4174700% |  | 2014
GMP | Poultney | Solar | Net-Metering | 6 | Active | 4192900% |  | 2014
GMP | Cornwall | Solar | Net-Metering | 6.84 | Active | 4179300% |  | 2014
GMP | Leicester | Solar | Net-Metering | 5.59 | Active | 4175900% |  | 2014
GMP | Sharon | Solar | Net-Metering | 5.93 | Active | 4177800% |  | 2014
GMP | Waterford | Solar | Net-Metering | 5.7 | Active | 4178200% |  | 2014
GMP | Milton | Solar | Net-Metering | 11.51 | Active | 4138700% |  | 2013
GMP | Strafford | Solar | Net-Metering | 3.33 | Active | 4175400% |  | 2014
GMP | Vergennes | Solar | Net-Metering | 5.49 | Active | 4180800% |  | 2014
GMP | Springfield | Solar | Net-Metering | 13.91 | Active | 4179400% |  | 2014
GMP | Addison | Solar | Net-Metering | 9.69 | Active | 4176800% |  | 2014
GMP | Charlotte | Solar | Net-Metering | 2.85 | Active | 4179900% |  | 2014
GMP | Ferrisburgh | Solar | Net-Metering | 3.42 | Active | 4176100% |  | 2014
GMP | Guilford | Solar | Net-Metering | 11.32 | Active | 4177900% |  | 2014
GMP | Randolph | Solar | Net-Metering | 2.85 | Active | 4185700% |  | 2014
GMP | Colchester | Solar | Net-Metering | 9.39 | Active | 4177300% |  | 2014
GMP | Randolph | Solar | Net-Metering | 102.6 | Active | 4182800% |  | 2014
GMP | New Haven | Solar | Net-Metering | 7.32 | Active | 4180700% |  | 2014
GMP | Ferrisburgh | Solar | Net-Metering | 3.42 | Active | 4179200% |  | 2014
GMP | Bristol | Solar | Net-Metering | 9.41 | Active | 4182000% |  | 2014
GMP | Randolph | Solar | Net-Metering | 144 | Active | 4179300% |  | 2014
GMP | New Haven | Solar | Net-Metering | 150 | Active | 4185800% |  | 2014
GMP | Bristol | Solar | Net-Metering | 3 | Active | 4178800% |  | 2014
GMP | Milton | Solar | Net-Metering | 11 | Active | 4178600% |  | 2014
GMP | Townshend | Solar | Net-Metering | 2.85 | Active | 4173500% |  | 2014
GMP | Bristol | Solar | Net-Metering | 498 | Active | 4195500% |  | 2014
GMP | Strafford | Solar | Net-Metering | 3.63 | Active | 4175400% |  | 2014
GMP | Strafford | Solar | Net-Metering | 3.33 | Active | 4179400% |  | 2014
GMP | Washington | Solar | Net-Metering | 5.7 | Active | 4185100% |  | 2014
GMP | Ferrisburgh | Solar | Net-Metering | 4.18 | Active | 4179600% |  | 2014
GMP | Colchester | Solar | Net-Metering | 10.8 | Active | 4175800% |  | 2014
GMP | Cornwall | Solar | Net-Metering | 7 | Active | 4176100% |  | 2014
GMP | St. Albans City | Solar | Net-Metering | 3.8 | Active | 4177100% |  | 2014
GMP | Strafford | Solar | Net-Metering | 5.7 | Active | 4173900% |  | 2014
GMP | Middlebury | Solar | Net-Metering | 5.7 | Active | 4180300% |  | 2014
GMP | Middlebury | Solar | Net-Metering | 5.5 | Active | 4177800% |  | 2014
GMP | Colchester | Solar | Net-Metering | 4 | Active | 4176800% |  | 2014
GMP | Bridport | Solar | Net-Metering | 6 | Active | 4176800% |  | 2014
GMP | Marlboro | Solar | Net-Metering | 6 | Active | 4182800% |  | 2014
GMP | Woodstock | Solar | Net-Metering | 4.26 | Active | 4179400% |  | 2014
GMP | St. Albans City | Solar | Net-Metering | 4 | Active | 4176400% |  | 2014
GMP | Thetford | Solar | Net-Metering | 6 | Active | 4178000% |  | 2014
GMP | Winooski | Solar | Net-Metering | 3.6 | Active | 4177800% |  | 2014
GMP | Huntington | Solar | Net-Metering | 8.8 | Active | 4177400% |  | 2014
GMP | Essex | Solar | Net-Metering | 11 | Active | 4180000% |  | 2014
GMP | Bristol | Solar | Net-Metering | 11 | Active | 4184900% |  | 2014
GMP | Waterford | Solar | Net-Metering | 4.75 | Active | 4184300% |  | 2014
GMP | Shelburne | Solar | Net-Metering | 6 | Active | 4177400% |  | 2014
GMP | Peacham | Solar | Net-Metering | 7.84 | Active | 4182900% |  | 2014
GMP | Starksboro | Solar | Net-Metering | 6.27 | Active | 4180800% |  | 2014
GMP | Starksboro | Solar | Net-Metering | 6.25 | Active | 4179400% |  | 2014
GMP | Brandon | Solar | Net-Metering | 1.72 | Active | 4184200% |  | 2014
GMP | South Burlington | Batt | Other | 1500 | Active | 4182200% |  | 2014
GMP | Hartland | Solar | Net-Metering | 3.8 | Active | 4182900% |  | 2014
GMP | Plainfield | Solar | Net-Metering | 7.5 | Active | 4177100% |  | 2014
GMP | Royalton | Solar | Net-Metering | 3.8 | Active | 4178600% |  | 2014
GMP | Bradford | Solar | Net-Metering | 4.75 | Active | 4175400% |  | 2014
GMP | Colchester | Solar | Net-Metering | 7 | Active | 4185800% |  | 2014
GMP | Ferrisburgh | Solar | Net-Metering | 4 | Active | 4177200% |  | 2014
GMP | Charlotte | Solar | Net-Metering | 13 | Active | 4178600% |  | 2014
GMP | Thetford | Solar | Net-Metering | 3.8 | Active | 4179400% |  | 2014
GMP | Norwich | Solar | Net-Metering | 10 | Active | 4177800% |  | 2014
GMP | Castleton | Solar | Net-Metering | 5.7 | Active | 4137600% |  | 2013
GMP | Thetford | Solar | Net-Metering | 3.8 | Active | 4179400% |  | 2014
GMP | West Windsor | Solar | Net-Metering | 13.3 | Active | 4179400% |  | 2014
GMP | Fairfax | Solar | Net-Metering | 5 | Active | 4178600% |  | 2014
GMP | St. Albans City | Solar | Net-Metering | 5 | Active | 4179200% |  | 2014
GMP | Strafford | Solar | Net-Metering | 3.8 | Active | 4179400% |  | 2014
GMP | Thetford | Solar | Net-Metering | 5 | Active | 4180900% |  | 2014
GMP | Fairfax | Solar | Net-Metering | 6.38 | Active | 4178100% |  | 2014
GMP | Windham | Solar | Net-Metering | 6.79 | Active | 4185200% |  | 2014
GMP | Shelburne | Solar | Net-Metering | 11.4 | Active | 4182800% |  | 2014
GMP | Guilford | Solar | Net-Metering | 5.7 | Active | 4182800% |  | 2014
GMP | Manchester | Solar | Net-Metering | 6.45 | Active | 4180600% |  | 2014
GMP | Shaftsbury | Solar | Net-Metering | 7.6 | Active | 4178600% |  | 2014
GMP | Colchester | Solar | Net-Metering | 7.6 | Active | 4180900% |  | 2014
GMP | Montpelier | Solar | Net-Metering | 2.8 | Active | 4176500% |  | 2014
GMP | Bennington | Solar | Net-Metering | 4.28 | Active | 4178600% |  | 2014
GMP | Bennington | Solar | Net-Metering | 5.81 | Active | 4179100% |  | 2014
GMP | Bennington | Solar | Net-Metering | 2.58 | Active | 4179000% |  | 2014
GMP | Montpelier | Solar | Net-Metering | 4.96 | Active | 4185800% |  | 2014
GMP | Thetford | Solar | Net-Metering | 5 | Active | 4177900% |  | 2014
GMP | Milton | Solar | Net-Metering | 5 | Active | 4182200% |  | 2014
GMP | Ferrisburgh | Solar | Net-Metering | 10 | Active | 4180300% |  | 2014
GMP | St. Albans City | Solar | Net-Metering | 10 | Active | 4180300% |  | 2014
GMP | St. Albans City | Solar | Net-Metering | 7.8 | Active | 4179300% |  | 2014
GMP | Montpelier | Solar | Net-Metering | 5 | Active | 4177500% |  | 2014
GMP | Bristol | Solar | Net-Metering | 5 | Active | 4178700% |  | 2014
GMP | Thetford | Solar | Net-Metering | 6 | Active | 4178800% |  | 2014
GMP | Middlebury | Solar | Net-Metering | 10 | Active | 4182800% |  | 2014
GMP | Strafford | Solar | Net-Metering | 3.8 | Active | 4179400% |  | 2014
GMP | Middlebury | Solar | Net-Metering | 90 | Active | 4184500% |  | 2014
GMP | Warren | Solar | Net-Metering | 150 | Active | 4198800% |  | 2014
GMP | Waitsfield | Solar | Net-Metering | 86 | Active | 4196900% |  | 2014
GMP | Winhall | Solar | PPA | 2160 | Active | 4241900% |  | 2016
GMP | New Haven | Solar | Net-Metering | 6.84 | Active | 4176500% |  | 2014
GMP | Thetford | Solar | Net-Metering | 4 | Active | 4178800% |  | 2014
GMP | Thetford | Solar | Net-Metering | 6 | Active | 4185700% |  | 2014
GMP | Brookfield | Solar | Net-Metering | 5.7 | Active | 4186600% |  | 2014
GMP | Essex Junction | Solar | Net-Metering | 13.5 | Active | 4179600% |  | 2014
GMP | Marshfield | Solar | Net-Metering | 3.8 | Active | 4182300% |  | 2014
GMP | Middlebury | Solar | Net-Metering | 5 | Active | 4180000% |  | 2014
GMP | Dorset | Solar | Net-Metering | 8.88 | Active | 4178800% |  | 2014
GMP | St. Albans City | Solar | Net-Metering | 4.56 | Active | 4179400% |  | 2014
GMP | Charlotte | Solar | Net-Metering | 7 | Active | 4180000% |  | 2014
GMP | Westford | Solar | Net-Metering | 10.26 | Active | 4180100% |  | 2014
GMP | shaftsbury | Solar | Net-Metering | 225 | Active | 4192800% |  | 2014
GMP | Winhall | Solar | Net-Metering | 5.81 | Active | 4182800% |  | 2014
GMP | Addison | Solar | Net-Metering | 5 | Active | 4182100% |  | 2014
GMP | Strafford | Solar | Net-Metering | 3.8 | Active | 4189800% |  | 2014
GMP | Chester | Solar | Net-Metering | 4.26 | Active | 4177200% |  | 2014
GMP | Thetford | Solar | Net-Metering | 3.8 | Active | 4192100% |  | 2014
GMP | Fletcher | Solar | Net-Metering | 9 | Active | 4182800% |  | 2014
GMP | Grafton | Solar | Net-Metering | 6 | Active | 4181500% |  | 2014
GMP | Poultney | Solar | Net-Metering | 4 | Active | 4180200% |  | 2014
GMP | Shaftsbury | Solar | Net-Metering | 10 | Active | 4185100% |  | 2014
GMP | Weathersfield | Solar | Net-Metering | 2.66 | Active | 4177300% |  | 2014
GMP | Milton | Solar | Net-Metering | 6 | Active | 4177300% |  | 2014
GMP | Norwich | Solar | Net-Metering | 5.16 | Active | 4187800% |  | 2014
GMP | West Rutland | Solar | Net-Metering | 8.8 | Active | 4177400% |  | 2014
GMP | Shrewsbury | Solar | Net-Metering | 8.25 | Active | 4181500% |  | 2014
GMP | Colchester | Solar | Net-Metering | 5 | Active | 4186200% |  | 2014
GMP | South Burlington | Solar | Net-Metering | 5.9 | Active | 4177400% |  | 2014
GMP | Bradford | Solar | Net-Metering | 10 | Active | 4184100% |  | 2014
GMP | Ferrisburgh | Solar | Net-Metering | 6 | Active | 4184200% |  | 2014
GMP | Waltham | Solar | Net-Metering | 150 | Active | 4189200% |  | 2014
GMP | Middlesex | Solar | Net-Metering | 7.6 | Active | 4184100% |  | 2014
GMP | Bennington | Solar | Net-Metering | 95 | Active | 4189400% |  | 2014
GMP | Underhill | Solar | Net-Metering | 7.46 | Active | 4182700% |  | 2014
GMP | Mount Holly | Solar | Net-Metering | 9.58 | Active | 4186000% |  | 2014
GMP | Norwich | Solar | Net-Metering | 9.8 | Active | 4183000% |  | 2014
GMP | Ferrisburgh | Solar | Net-Metering | 150 | Active | 4200300% |  | 2014
GMP | Rockingham | Solar | Net-Metering | 4.18 | Active | 4185600% |  | 2014
GMP | Colchester | Solar | Net-Metering | 6.38 | Active | 4178800% |  | 2014
GMP | Swanton | Solar | Net-Metering | 6.38 | Active | 4178800% |  | 2014
GMP | Richmond | Solar | Net-Metering | 5 | Active | 4182200% |  | 2014
GMP | South Burlington | Solar | Net-Metering | 10 | Active | 4183400% |  | 2014
GMP | Huntington | Solar | Net-Metering | 4 | Active | 4184200% |  | 2014
GMP | South Burlington | Solar | Net-Metering | 7.2 | Active | 4181600% |  | 2014
GMP | Norwich | Solar | Net-Metering | 3.63 | Active | 4178700% |  | 2014
GMP | Sharon | Solar | Net-Metering | 8 | Active | 4179400% |  | 2014
GMP | Ripton | Solar | Net-Metering | 12.3 | Active | 4192100% |  | 2014
GMP | Barre City | Solar | Net-Metering | 7 | Active | 4180200% |  | 2014
GMP | Tunbridge | Solar | Net-Metering | 7 | Active | 4178700% |  | 2014
GMP | Thetford | Solar | Net-Metering | 5 | Active | 4181400% |  | 2014
GMP | Thetford | Solar | Net-Metering | 3.8 | Active | 4178700% |  | 2014
GMP | Thetford | Solar | Net-Metering | 5 | Active | 4180000% |  | 2014
GMP | Salisbury | Solar | Net-Metering | 5 | Active | 4180800% |  | 2014
GMP | Hancock | Solar | Net-Metering | 5 | Active | 4180800% |  | 2014
GMP | Strafford | Solar | Net-Metering | 4 | Active | 4184200% |  | 2014
GMP | Montpelier | Solar | Net-Metering | 11 | Active | 4190500% |  | 2014
GMP | Colchester | Solar | Net-Metering | 6 | Active | 4178900% |  | 2014
GMP | Randolph | Solar | Net-Metering | 5 | Active | 4179200% |  | 2014
GMP | Shelburne | Solar | Net-Metering | 5 | Active | 4183400% |  | 2014
GMP | Ferrisburgh | Solar | Net-Metering | 11 | Active | 4184400% |  | 2014
GMP | Winooski | Solar | Net-Metering | 3.8 | Active | 4180900% |  | 2014
GMP | Fairfax | Solar | Net-Metering | 7.68 | Active | 4179200% |  | 2014
GMP | Vergennes | Solar | Net-Metering | 6 | Active | 4181400% |  | 2014
GMP | Cabot | Solar | Net-Metering | 7 | Active | 4182700% |  | 2014
GMP | Thetford | Solar | Net-Metering | 5 | Active | 4179200% |  | 2014
GMP | Newbury | Solar | Net-Metering | 9 | Active | 4187900% |  | 2014
GMP | Westford | Solar | Net-Metering | 6 | Active | 4178900% |  | 2014
GMP | Corinth | Solar | Net-Metering | 7 | Active | 4183500% |  | 2014
GMP | Waterbury | Solar | Net-Metering | 10 | Active | 4182000% |  | 2014
GMP | Waitsfield | Solar | Net-Metering | 5 | Active | 4182700% |  | 2014
GMP | Brattleboro | Solar | Net-Metering | 2.8 | Active | 4187100% |  | 2014
GMP | Brattleboro | Solar | Net-Metering | 6 | Active | 4179200% |  | 2014
GMP | Sharon | Solar | Net-Metering | 3.8 | Active | 4190100% |  | 2014
GMP | Shelburne | Solar | Net-Metering | 9.41 | Active | 4189200% |  | 2014
GMP | St. Albans City | Solar | Net-Metering | 7.25 | Active | 4178800% |  | 2014
GMP | Barnet | Solar | Net-Metering | 14.95 | Active | 4185000% |  | 2014
GMP | Thetford | Solar | Net-Metering | 7 | Active | 4179000% |  | 2014
GMP | Londonderry | Solar | Net-Metering | 1 | Active | 4179200% |  | 2014
GMP | Norwich | Solar | Net-Metering | 3.75 | Active | 4179400% |  | 2014
GMP | Dummerston | Solar | Net-Metering | 8 | Active | 4179400% |  | 2014
GMP | Orwell | Solar | Net-Metering | 9.12 | Active | 4179400% |  | 2014
GMP | St. Johnsbury | Solar | Net-Metering | 3.75 | Active | 4181500% |  | 2014
GMP | Williston | Solar | Net-Metering | 30 | Active | 4186200% |  | 2014
GMP | Swanton | Solar | Net-Metering | 3 | Active | 4179400% |  | 2014
GMP | Middlebury | Solar | Net-Metering | 150 | Active | 4192800% |  | 2014
GMP | Leicester | Solar | Net-Metering | 5 | Active | 4179400% |  | 2014
GMP | New Haven | Solar | Net-Metering | 5 | Active | 4179400% |  | 2014
GMP | Benson | Solar | Net-Metering | 9 | Active | 4179400% |  | 2014
GMP | Norwich | Solar | Net-Metering | 3.8 | Active | 4193600% |  | 2014
GMP | Waterbury | Solar | Net-Metering | 7 | Active | 4188400% |  | 2014
GMP | Georgia | Solar | Net-Metering | 11.3 | Active | 4179900% |  | 2014
GMP | Salisbury | Solar | Net-Metering | 6 | Active | 4179600% |  | 2014
GMP | Hinesburg | Solar | Net-Metering | 3.8 | Active | 4182300% |  | 2014
GMP | Williston | Solar | Net-Metering | 22 | Active | 4199900% |  | 2014
GMP | Hinesburg | Solar | Net-Metering | 6 | Active | 4180800% |  | 2014
GMP | Essex | Solar | Net-Metering | 50 | Active | 4186200% |  | 2014
GMP | Middlebury | Solar | Net-Metering | 7 | Active | 4183500% |  | 2014
GMP | Royalton | Solar | Net-Metering | 11.4 | Active | 4209000% |  | 2015
GMP | Barre City | Solar | Net-Metering | 15.69 | Active | 4187200% |  | 2014
GMP | Windsor | Solar | Net-Metering | 3.8 | Active | 4180000% |  | 2014
GMP | Woodstock | Solar | Net-Metering | 7 | Active | 4180100% |  | 2014
GMP | Barre City | Solar | Net-Metering | 6.8 | Active | 4184800% |  | 2014
GMP | Putney | Solar | Net-Metering | 60 | Active | 4199200% |  | 2014
GMP | South Burlington | Solar | Net-Metering | 4.5 | Active | 4182700% |  | 2014
GMP | Bennington | Solar | Net-Metering | 7.5 | Active | 4183500% |  | 2014
GMP | Bradford | Solar | Net-Metering | 7 | Active | 4180100% |  | 2014
GMP | Strafford | Solar | Net-Metering | 4 | Active | 4184200% |  | 2014
GMP | Stockbridge | Solar | Net-Metering | 6.27 | Active | 4184500% |  | 2014
GMP | Waterbury | Solar | Net-Metering | 6 | Active | 4183000% |  | 2014
GMP | Woodstock | Solar | Net-Metering | 6.5 | Active | 4180000% |  | 2014
GMP | Milton | Solar | Net-Metering | 72 | Active | 4189700% |  | 2014
GMP | Braintree | Solar | Net-Metering | 7.5 | Active | 4180200% |  | 2014
GMP | Salisbury | Solar | Net-Metering | 6 | Active | 4180200% |  | 2014
GMP | Thetford | Solar | Net-Metering | 10 | Active | 4182000% |  | 2014
GMP | Bennington | Solar | Net-Metering | 5.5 | Active | 4180300% |  | 2014
GMP | Thetford | Solar | Net-Metering | 3.8 | Active | 4180200% |  | 2014
GMP | Shrewsbury | Solar | Net-Metering | 7.98 | Active | 4180200% |  | 2014
GMP | Addison | Solar | Net-Metering | 10 | Active | 4180200% |  | 2014
GMP | Bridport | Solar | Net-Metering | 7.7 | Active | 4180300% |  | 2014
GMP | Newbury | Solar | Net-Metering | 5.7 | Active | 4180600% |  | 2014
GMP | Pittsford | Solar | Net-Metering | 497.6 | Active | 4231400% |  | 2015
GMP | Danville | Solar | Net-Metering | 6 | Active | 4183500% |  | 2014
GMP | Berlin | Solar | Net-Metering | 4.18 | Active | 4186900% |  | 2014
GMP | Sunderland | Solar | Net-Metering | 4.28 | Active | 4180300% |  | 2014
GMP | Hartford | Solar | Net-Metering | 8 | Active | 4180300% |  | 2014
GMP | Thetford | Solar | Net-Metering | 3.8 | Active | 4188100% |  | 2014
GMP | Charlotte | Solar | Net-Metering | 11 | Active | 4191400% |  | 2014
GMP | Thetford | Solar | Net-Metering | 5 | Active | 4180600% |  | 2014
GMP | Montpelier | Solar | Net-Metering | 5 | Active | 4182200% |  | 2014
GMP | Fletcher | Solar | Net-Metering | 5 | Active | 4180600% |  | 2014
GMP | Lincoln | Solar | Net-Metering | 3.5 | Active | 4183500% |  | 2014
GMP | Pawlet | Solar | Net-Metering | 8 | Active | 4180700% |  | 2014
GMP | Salisbury | Solar | Net-Metering | 9 | Active | 4180700% |  | 2014
GMP | Benson | Solar | Net-Metering | 150 | Active | 4200200% |  | 2014
GMP | Shrewsbury | Solar | Net-Metering | 11.4 | Active | 4180700% |  | 2014
GMP | Reading | Solar | Net-Metering | 9 | Active | 4211600% |  | 2015
GMP | Strafford | Solar | Net-Metering | 2.15 | Active | 4181000% |  | 2014
GMP | Thetford | Solar | Net-Metering | 8 | Active | 4180800% |  | 2014
GMP | Thetford | Solar | Net-Metering | 7 | Active | 4180800% |  | 2014
GMP | Shaftsbury | Solar | Net-Metering | 7.5 | Active | 4180900% |  | 2014
GMP | Bennington | Solar | Net-Metering | 2.5 | Active | 4181600% |  | 2014
GMP | Londonderry | Solar | Net-Metering | 5.25 | Active | 4182000% |  | 2014
GMP | Guildhall | Solar | Net-Metering | 15.2 | Active | 4181500% |  | 2014
GMP | Thetford | Solar | Net-Metering | 3.8 | Active | 4212500% |  | 2015
GMP | Vergennes | Solar | Net-Metering | 11 | Active | 4197500% |  | 2014
GMP | Colchester | Solar | Net-Metering | 5 | Active | 4184300% |  | 2014
GMP | Fairfax | Solar | Net-Metering | 7 | Active | 4181500% |  | 2014
GMP | Weybridge | Solar | Net-Metering | 4 | Active | 4181400% |  | 2014
GMP | Huntington | Solar | Net-Metering | 3.8 | Active | 4184400% |  | 2014
GMP | Brookline | Solar | Net-Metering | 6.88 | Active | 4181400% |  | 2014
GMP | Addison | Solar | Net-Metering | 5 | Active | 4184800% |  | 2014
GMP | Worcester | Solar | Net-Metering | 7 | Active | 4184800% |  | 2014
GMP | New Haven | Solar | Net-Metering | 9 | Active | 4181400% |  | 2014
GMP | Colchester | Solar | Net-Metering | 11.4 | Active | 4184200% |  | 2014
GMP | Tinmouth | Solar | Net-Metering | 4.5 | Active | 4181400% |  | 2014
GMP | Thetford | Solar | Net-Metering | 6 | Active | 4181400% |  | 2014
GMP | Thetford | Solar | Net-Metering | 5 | Active | 4181400% |  | 2014
GMP | Cabot | Solar | Net-Metering | 7.84 | Active | 4187600% |  | 2014
GMP | Hartford | Solar | Net-Metering | 6.27 | Active | 4187900% |  | 2014
GMP | Charlotte | Solar | Net-Metering | 7.32 | Active | 4190800% |  | 2014
GMP | Thetford | Solar | Net-Metering | 3.8 | Active | 4181500% |  | 2014
GMP | Chester | Solar | Net-Metering | 5.7 | Active | 4181500% |  | 2014
GMP | Thetford | Solar | Net-Metering | 6.6 | Active | 4187900% |  | 2014
GMP | Chester | Solar | Net-Metering | 500 | Active | 4224000% |  | 2015
GMP | Williamstown | Solar | Net-Metering | 500 | Active | 4219900% |  | 2015
GMP | Thetford | Solar | Net-Metering | 12 | Active | 4181600% |  | 2014
GMP | Thetford | Solar | Net-Metering | 3.8 | Active | 4201100% |  | 2015
GMP | Stockbridge | Solar | Net-Metering | 11.4 | Active | 4181600% |  | 2014
GMP | Norwich | Solar | Net-Metering | 3.8 | Active | 4215700% |  | 2015
GMP | Wallingford | Solar | Net-Metering | 9.58 | Active | 4181600% |  | 2014
GMP | Middlebury | Solar | Net-Metering | 5 | Active | 4185100% |  | 2014
GMP | Thetford | Solar | Net-Metering | 3.8 | Active | 4196200% |  | 2014
GMP | Thetford | Solar | Net-Metering | 3.8 | Active | 4182200% |  | 2014
GMP | Thetford | Solar | Net-Metering | 3.8 | Active | 4182200% |  | 2014
GMP | Monkton | Solar | Net-Metering | 3.84 | Active | 4191900% |  | 2014
GMP | Thetford | Solar | Net-Metering | 5 | Active | 4182200% |  | 2014
GMP | Norwich | Solar | Net-Metering | 7.6 | Active | 4194100% |  | 2014
GMP | Thetford | Solar | Net-Metering | 15 | Active | 4188600% |  | 2014
GMP | Chittenden | Solar | Net-Metering | 6 | Active | 4182200% |  | 2014
GMP | Rutland City | Solar | Net-Metering | 5.05 | Active | 4182200% |  | 2014
GMP | Mount Holly | Solar | Net-Metering | 6.38 | Active | 4182200% |  | 2014
GMP | Shrewsbury | Solar | Net-Metering | 7.13 | Active | 4182700% |  | 2014
GMP | Barre City | Solar | Net-Metering | 25.25 | Active | 4197800% |  | 2014
GMP | Royalton | Solar | Net-Metering | 497.6 | Active | 4225800% |  | 2015
GMP | Brattleboro | Solar | Net-Metering | 150 | Active | 4192000% |  | 2014
GMP | Rutland City | Solar | Net-Metering | 4.26 | Active | 4197600% |  | 2014
GMP | West Rutland | Solar | Net-Metering | 8.08 | Active | 4182300% |  | 2014
GMP | Rutland Town | Solar | Net-Metering | 7.45 | Active | 4182700% |  | 2014
GMP | Rutland City | Solar | Net-Metering | 5.32 | Active | 4182300% |  | 2014
GMP | Wallingford | Solar | Net-Metering | 3.84 | Active | 4186200% |  | 2014
GMP | Rochester | Solar | Net-Metering | 4.75 | Active | 4182300% |  | 2014
GMP | Rutland City | Solar | Net-Metering | 5.05 | Active | 4193600% |  | 2014
GMP | Strafford | Solar | Net-Metering | 91.2 | Active | 4215200% |  | 2015
GMP | Hartford | Solar | Net-Metering | 5 | Active | 4182300% |  | 2014
GMP | Wallingford | Solar | Net-Metering | 20 | Active | 4191300% |  | 2014
GMP | Rutland City | Solar | Net-Metering | 3.46 | Active | 4182300% |  | 2014
GMP | Cornwall | Solar | Net-Metering | 7 | Active | 4183000% |  | 2014
GMP | Middlebury | Solar | Net-Metering | 4 | Active | 4183100% |  | 2014
GMP | Barre City | Solar | Net-Metering | 10 | Active | 4185900% |  | 2014
GMP | Charlotte | Solar | Net-Metering | 4 | Active | 4188500% |  | 2014
GMP | Hartford | Solar | Net-Metering | 5 | Active | 4185000% |  | 2014
GMP | Addison | Solar | Net-Metering | 7.68 | Active | 4183000% |  | 2014
GMP | Bristol | Solar | Net-Metering | 3 | Active | 4183000% |  | 2014
GMP | Shoreham | Solar | Net-Metering | 5 | Active | 4183000% |  | 2014
GMP | Randolph | Solar | Net-Metering | 6 | Active | 4183000% |  | 2014
GMP | Charlotte | Solar | Net-Metering | 4 | Active | 4188500% |  | 2014
GMP | Cornwall | Solar | Net-Metering | 6.27 | Active | 4182800% |  | 2014
GMP | South Burlington | Solar | Net-Metering | 6 | Active | 4185800% |  | 2014
GMP | South Burlington | Solar | Net-Metering | 5 | Active | 4185800% |  | 2014
GMP | Waterbury | Solar | Net-Metering | 6 | Active | 4184800% |  | 2014
GMP | Waitsfield | Solar | Net-Metering | 5 | Active | 4184800% |  | 2014
GMP | Waterbury | Solar | Net-Metering | 3 | Active | 4185600% |  | 2014
GMP | Fairfax | Solar | Net-Metering | 5 | Active | 4183100% |  | 2014
GMP | Mount Holly | Solar | Net-Metering | 7.71 | Active | 4182900% |  | 2014
GMP | Vergennes | Solar | Net-Metering | 10 | Active | 4192600% |  | 2014
GMP | South Burlington | Solar | Net-Metering | 3.8 | Active | 4184200% |  | 2014
GMP | Ferrisburgh | Solar | Net-Metering | 7.6 | Active | 4192100% |  | 2014
GMP | Chittenden | Solar | Net-Metering | 7.45 | Active | 4192900% |  | 2014
GMP | Mount Holly | Solar | Net-Metering | 3.19 | Active | 4183000% |  | 2014
GMP | Mendon | Solar | Net-Metering | 4.26 | Active | 4183700% |  | 2014
GMP | Thetford | Solar | Net-Metering | 3.8 | Active | 4191300% |  | 2014
GMP | Rutland City | Solar | Net-Metering | 4.26 | Active | 4182900% |  | 2014
GMP | Shrewsbury | Solar | Net-Metering | 5.7 | Active | 4193300% |  | 2014
GMP | Poultney | Solar | Net-Metering | 2.13 | Active | 4183000% |  | 2014
GMP | Thetford | Solar | Net-Metering | 7.5 | Active | 4183000% |  | 2014
GMP | Rutland City | Solar | Net-Metering | 9.98 | Active | 4196200% |  | 2014
GMP | Shelburne | Solar | Net-Metering | 12 | Active | 4189900% |  | 2014
GMP | Berlin | Solar | Net-Metering | 6 | Active | 4185100% |  | 2014
GMP | Colchester | Solar | Net-Metering | 4 | Active | 4185200% |  | 2014
GMP | Middlebury | Solar | Net-Metering | 3.8 | Active | 4183500% |  | 2014
GMP | Windsor | Solar | Net-Metering | 5.08 | Active | 4187800% |  | 2014
GMP | Montpelier | Solar | Net-Metering | 6 | Active | 4188500% |  | 2014
GMP | Bennington | Solar | Net-Metering | 15 | Active | 4183500% |  | 2014
GMP | Bennington | Solar | Net-Metering | 7 | Active | 4183500% |  | 2014
GMP | Halifax | Solar | Net-Metering | 5 | Active | 4183500% |  | 2014
GMP | Middlebury | Solar | Net-Metering | 6 | Active | 4183100% |  | 2014
GMP | Hinesburg | Solar | Net-Metering | 7 | Active | 4183400% |  | 2014
GMP | Rutland City | Solar | Net-Metering | 7 | Active | 4194600% |  | 2014
GMP | Essex | Solar | Net-Metering | 150 | Active | 4212500% |  | 2015
GMP | St. Albans City | Solar | Net-Metering | 494 | Active | 4197800% |  | 2014
GMP | Marshfield | Solar | Net-Metering | 4.7 | Active | 4189000% |  | 2014
GMP | Weathersfield | Solar | Net-Metering | 3.5 | Active | 4183500% |  | 2014
GMP | Norwich | Solar | Net-Metering | 3.8 | Active | 4200400% |  | 2014
GMP | South Burlington | Solar | Net-Metering | 7.5 | Active | 4187100% |  | 2014
GMP | Weybridge | Solar | Net-Metering | 6 | Active | 4189200% |  | 2014
GMP | Essex Junction | Solar | Net-Metering | 5 | Active | 4185600% |  | 2014
GMP | Panton | Solar | Net-Metering | 5 | Active | 4187100% |  | 2014
GMP | Granville | Solar | Net-Metering | 7 | Active | 4183700% |  | 2014
GMP | Hartland | Solar | Net-Metering | 4 | Active | 4183700% |  | 2014
GMP | Bethel | Solar | Net-Metering | 11 | Active | 4183700% |  | 2014
GMP | Middlebury | Solar | Net-Metering | 13.5 | Active | 4160300% |  | 2013
GMP | Cambridge | Solar | Net-Metering | 6 | Active | 4183800% |  | 2014
GMP | Bridport | Solar | Net-Metering | 5.16 | Active | 4183700% |  | 2014
GMP | Strafford | Solar | Net-Metering | 5.78 | Active | 4192600% |  | 2014
GMP | Rutland Town | Solar | Net-Metering | 6.38 | Active | 4190500% |  | 2014
GMP | Bristol | Solar | Net-Metering | 5.25 | Active | 4184100% |  | 2014
GMP | Pawlet | Solar | Net-Metering | 150 | Active | 4199100% |  | 2014
GMP | Essex Junction | Solar | Net-Metering | 5 | Active | 4184800% |  | 2014
GMP | Royalton | Solar | Net-Metering | 3.8 | Active | 4184800% |  | 2014
GMP | Randolph | Solar | Net-Metering | 5 | Active | 4184800% |  | 2014
GMP | Shelburne | Solar | Net-Metering | 7 | Active | 4187900% |  | 2014
GMP | Shelburne | Solar | Net-Metering | 14 | Active | 4196200% |  | 2014
GMP | St. Johnsbury | Solar | Net-Metering | 5.23 | Active | 4196400% |  | 2014
GMP | Chester | Solar | Net-Metering | 6.72 | Active | 4195700% |  | 2014
GMP | Strafford | Solar | Net-Metering | 3.8 | Active | 4184800% |  | 2014
GMP | Charlotte | Solar | Net-Metering | 16 | Active | 4187600% |  | 2014
GMP | Danville | Solar | Net-Metering | 2.87 | Active | 4184800% |  | 2014
GMP | St. Johnsbury | Solar | Net-Metering | 5.23 | Active | 4184800% |  | 2014
GMP | Fairlee | Solar | Net-Metering | 5.5 | Active | 4184800% |  | 2014
GMP | Fairfax | Solar | Net-Metering | 5.75 | Active | 4184800% |  | 2014
GMP | Danville | Solar | Net-Metering | 3.66 | Active | 4191100% |  | 2014
GMP | Newbury | Solar | Net-Metering | 5.23 | Active | 4188400% |  | 2014
GMP | Rutland City | Solar | Net-Metering | 3.09 | Active | 4184800% |  | 2014
GMP | Plymouth | Solar | Net-Metering | 3 | Active | 4192000% |  | 2014
GMP | Weathersfield | Solar | Net-Metering | 2 | Active | 4184800% |  | 2014
GMP | Chester | Solar | Net-Metering | 9.4 | Active | 4136100% |  | 2013
GMP | Newbury | Solar | Net-Metering | 7 | Active | 4189100% |  | 2014
GMP | Barnard | Solar | Net-Metering | 6 | Active | 4184900% |  | 2014
GMP | St. Albans City | Solar | Net-Metering | 6 | Active | 4184900% |  | 2014
GMP | Milton | Solar | Net-Metering | 6 | Active | 4184900% |  | 2014
GMP | St. Albans City | Solar | Net-Metering | 6.9 | Active | 4189100% |  | 2014
GMP | Shrewsbury | Solar | Net-Metering | 4.5 | Active | 4184900% |  | 2014
GMP | Panton | Solar | Net-Metering | 8.4 | Active | 4184900% |  | 2014
GMP | Waterbury | Solar | Net-Metering | 22 | Active | 4192900% |  | 2014
GMP | Underhill | Solar | Net-Metering | 6 | Active | 4185900% |  | 2014
GMP | Plymouth | Solar | Net-Metering | 4 | Active | 4185000% |  | 2014
GMP | Proctor | Solar | Net-Metering | 63 | Active | 4208100% |  | 2015
GMP | Shoreham | Solar | Net-Metering | 7 | Active | 4185100% |  | 2014
GMP | New Haven | Solar | Net-Metering | 6 | Active | 4185200% |  | 2014
GMP | Ferrisburgh | Solar | Net-Metering | 3 | Active | 4190500% |  | 2014
GMP | New Haven | Solar | Net-Metering | 150 | Active | 4199200% |  | 2014
GMP | South Burlington | Solar | Net-Metering | 3.8 | Active | 4187300% |  | 2014
GMP | Waltham | Solar | Net-Metering | 150 | Active | 4194000% |  | 2014
GMP | Poultney | Solar | Net-Metering | 8.64 | Active | 4198900% |  | 2014
GMP | Brandon | Solar | Net-Metering | 9 | Active | 4203800% |  | 2015
GMP | Royalton | Solar | Net-Metering | 12.4 | Active | 4136200% |  | 2013
GMP | Williston | Solar | Net-Metering | 300 | Active | 4189900% |  | 2014
GMP | Norwich | Solar | Net-Metering | 7.6 | Active | 4192600% |  | 2014
GMP | Readsboro | Solar | Net-Metering | 4 | Active | 4189000% |  | 2014
GMP | Middlebury | Solar | Net-Metering | 5 | Active | 4185700% |  | 2014
GMP | Sharon | Solar | Net-Metering | 7 | Active | 4185700% |  | 2014
GMP | Windsor | Solar | Net-Metering | 6 | Active | 4185700% |  | 2014
GMP | Shoreham | Solar | Net-Metering | 5 | Active | 4185700% |  | 2014
GMP | Randolph | Solar | Net-Metering | 3.8 | Active | 4185700% |  | 2014
GMP | Milton | Solar | Net-Metering | 5 | Active | 4191300% |  | 2014
GMP | Richmond | Solar | Net-Metering | 9 | Active | 4192700% |  | 2014
GMP | Thetford | Solar | Net-Metering | 7 | Active | 4185700% |  | 2014
GMP | New Haven | Solar | Net-Metering | 143 | Active | 4199100% |  | 2014
GMP | Putney | Solar | Net-Metering | 3 | Active | 4186200% |  | 2014
GMP | Tunbridge | Solar | Net-Metering | 10 | Active | 4185900% |  | 2014
GMP | Huntington | Solar | Net-Metering | 9.8 | Active | 4190400% |  | 2014
GMP | Middlebury | Solar | Net-Metering | 3.8 | Active | 4186200% |  | 2014
GMP | Orwell | Solar | Net-Metering | 7 | Active | 4198800% |  | 2014
GMP | Ferrisburgh | Solar | Net-Metering | 6.5 | Active | 4188700% |  | 2014
GMP | Shoreham | Solar | Net-Metering | 6 | Active | 4186300% |  | 2014
GMP | Waterbury | Solar | Net-Metering | 5 | Active | 4190100% |  | 2014
GMP | Richmond | Solar | Net-Metering | 3 | Active | 4188500% |  | 2014
GMP | Clarendon | Solar | Net-Metering | 5 | Active | 4186200% |  | 2014
GMP | Braintree | Solar | Net-Metering | 4 | Active | 4186200% |  | 2014
GMP | Strafford | Solar | Net-Metering | 5 | Active | 4189300% |  | 2014
GMP | Thetford | Solar | Net-Metering | 5 | Active | 4185900% |  | 2014
GMP | Thetford | Solar | Net-Metering | 3.8 | Active | 4185900% |  | 2014
GMP | Jericho | Solar | Net-Metering | 5 | Active | 4189900% |  | 2014
GMP | Bakersfield | Solar | Net-Metering | 6 | Active | 4186300% |  | 2014
GMP | Williston | Solar | Net-Metering | 13.8 | Active | 4189100% |  | 2014
GMP | Strafford | Solar | Net-Metering | 7.5 | Active | 4186200% |  | 2014
GMP | Jericho | Solar | Net-Metering | 8 | Active | 4186300% |  | 2014
GMP | Strafford | Solar | Net-Metering | 6 | Active | 4192700% |  | 2014
GMP | Shoreham | Solar | Net-Metering | 5.6 | Active | 4186200% |  | 2014
GMP | Braintree | Solar | Net-Metering | 4 | Active | 4186200% |  | 2014
GMP | Windsor | Solar | Net-Metering | 6 | Active | 4186200% |  | 2014
GMP | Thetford | Solar | Net-Metering | 5 | Active | 4186300% |  | 2014
GMP | Brattleboro | Solar | Net-Metering | 3.44 | Active | 4191800% |  | 2014
GMP | Berlin | Solar | Net-Metering | 7.5 | Active | 4193400% |  | 2014
GMP | Whiting | Solar | Net-Metering | 150 | Active | 4200200% |  | 2014
GMP | Jericho | Solar | Net-Metering | 150 | Active | 4199500% |  | 2014
GMP | Jericho | Solar | Net-Metering | 6 | Active | 4192200% |  | 2014
GMP | Jericho | Solar | Net-Metering | 15 | Active | 4192200% |  | 2014
GMP | Essex Junction | Solar | Net-Metering | 5 | Active | 4191900% |  | 2014
GMP | Westminster | Solar | Net-Metering | 384 | Active | 4226300% |  | 2015
GMP | Barre City | Solar | Net-Metering | 6 | Active | 4191200% |  | 2014
GMP | Ferrisburgh | Solar | Net-Metering | 5 | Active | 4191800% |  | 2014
GMP | Cornwall | Solar | Net-Metering | 11 | Active | 4187900% |  | 2014
GMP | Williston | Solar | Net-Metering | 6 | Active | 4189100% |  | 2014
GMP | Thetford | Solar | Net-Metering | 6 | Active | 4187300% |  | 2014
GMP | Essex | Solar | Net-Metering | 6 | Active | 4191400% |  | 2014
GMP | Hartland | Solar | Net-Metering | 5 | Active | 4187900% |  | 2014
GMP | Middlebury | Solar | Net-Metering | 6 | Active | 4187900% |  | 2014
GMP | Woodstock | Solar | Net-Metering | 7.6 | Active | 4203800% |  | 2015
GMP | Hartford | Solar | Net-Metering | 7 | Active | 4187900% |  | 2014
GMP | Berlin | Solar | Net-Metering | 10.8 | Active | 4194100% |  | 2014
GMP | Montpelier | Solar | Net-Metering | 6 | Active | 4194000% |  | 2014
GMP | Tunbridge | Solar | Net-Metering | 7 | Active | 4187900% |  | 2014
GMP | Mount Holly | Solar | Net-Metering | 8 | Active | 4188000% |  | 2014
GMP | Moretown | Solar | Net-Metering | 7.6 | Active | 4191200% |  | 2014
GMP | Middlesex | Solar | Net-Metering | 6 | Active | 4194100% |  | 2014
GMP | Middlebury | Solar | Net-Metering | 4 | Active | 4188000% |  | 2014
GMP | Randolph | Solar | Net-Metering | 3.8 | Active | 4188000% |  | 2014
GMP | Sharon | Solar | Net-Metering | 7 | Active | 4188000% |  | 2014
GMP | Waterbury | Solar | Net-Metering | 5 | Active | 4188500% |  | 2014
GMP | West Fairlee | Solar | Net-Metering | 7 | Active | 4196900% |  | 2014
GMP | Fairfield | Solar | Net-Metering | 6 | Active | 4188000% |  | 2014
GMP | Waterbury | Solar | Net-Metering | 3.01 | Active | 4191800% |  | 2014
GMP | Bennington | Solar | Net-Metering | 7.1 | Active | 4194700% |  | 2014
GMP | Lincoln | Solar | Net-Metering | 5 | Active | 4187100% |  | 2014
GMP | Granville | Solar | Net-Metering | 7 | Active | 4187900% |  | 2014
GMP | Newbury | Solar | Net-Metering | 4.59 | Active | 4214300% |  | 2015
GMP | Middletown Springs | Solar | Net-Metering | 7.8 | Active | 4188000% |  | 2014
GMP | Shaftsbury | Solar | Net-Metering | 8.25 | Active | 4188000% |  | 2014
GMP | Ferrisburgh | Solar | Net-Metering | 4.3 | Active | 4191800% |  | 2014
GMP | Rockingham | Solar | Net-Metering | 11.4 | Active | 4194700% |  | 2014
GMP | Cavendish | Solar | Net-Metering | 21.4 | Active | 4188000% |  | 2014
GMP | Groton | Solar | Net-Metering | 150 | Active | 4199000% |  | 2014
GMP | Thetford | Solar | Net-Metering | 120 | Active | 4200400% |  | 2014
GMP | Waterford | Solar | Net-Metering | 8.36 | Active | 4202400% |  | 2015
GMP | Putney | Solar | Net-Metering | 8.81 | Active | 4193900% |  | 2014
GMP | Milton | Solar | Net-Metering | 6 | Active | 4191200% |  | 2014
GMP | Hartford | Solar | Net-Metering | 3 | Active | 4192900% |  | 2014
GMP | Ludlow | Solar | Net-Metering | 7 | Active | 4188400% |  | 2014
GMP | South Burlington | Solar | Net-Metering | 3 | Active | 4204700% |  | 2015
GMP | Swanton | Solar | Net-Metering | 5.25 | Active | 4195000% |  | 2014
GMP | Cavendish | Solar | Net-Metering | 11.46 | Active | 4187100% |  | 2014
GMP | Swanton | Solar | Net-Metering | 7 | Active | 4188700% |  | 2014
GMP | Starksboro | Solar | Net-Metering | 8 | Active | 4192800% |  | 2014
GMP | Newbury | Solar | Net-Metering | 9 | Active | 4199000% |  | 2014
GMP | Danby | Solar | Net-Metering | 3.8 | Active | 4188700% |  | 2014
GMP | Hartland | Solar | Net-Metering | 7 | Active | 4188700% |  | 2014
GMP | Barre City | Solar | Net-Metering | 5 | Active | 4192100% |  | 2014
GMP | Hartford | Solar | Net-Metering | 8 | Active | 4188700% |  | 2014
GMP | Salisbury | Solar | Net-Metering | 150 | Active | 4200200% |  | 2014
GMP | Shoreham | Solar | Net-Metering | 150 | Active | 4199200% |  | 2014
GMP | Colchester | Solar | Net-Metering | 150 | Active | 4200400% |  | 2014
GMP | Ferrisburgh | Solar | Net-Metering | 5.59 | Active | 4197600% |  | 2014
GMP | Milton | Solar | Net-Metering | 6.45 | Active | 4189300% |  | 2014
GMP | Weybridge | Solar | Net-Metering | 4.73 | Active | 4188700% |  | 2014
GMP | Hartland | Solar | Net-Metering | 3.8 | Active | 4189000% |  | 2014
GMP | South Burlington | Solar | Net-Metering | 8 | Active | 4193600% |  | 2014
GMP | Westford | Solar | Net-Metering | 7 | Active | 4194900% |  | 2014
GMP | Hartland | Solar | Net-Metering | 4 | Active | 4189000% |  | 2014
GMP | Lincoln | Solar | Net-Metering | 8 | Active | 4201700% |  | 2015
GMP | Shoreham | Solar | Net-Metering | 5 | Active | 4189000% |  | 2014
GMP | South Burlington | Solar | Net-Metering | 14 | Active | 4192100% |  | 2014
GMP | New Haven | Solar | Net-Metering | 150 | Active | 4199100% |  | 2014
GMP | Orwell | Solar | Net-Metering | 150 | Active | 4200300% |  | 2014
GMP | Underhill | Solar | Net-Metering | 118 | Active | 4200300% |  | 2014
GMP | New Haven | Solar | Net-Metering | 148 | Active | 4226200% |  | 2015
GMP | Milton | Solar | Net-Metering | 5 | Active | 4189200% |  | 2014
GMP | Springfield | Solar | Net-Metering | 7 | Active | 4189200% |  | 2014
GMP | Windsor | Solar | Net-Metering | 7.5 | Active | 4194800% |  | 2014
GMP | Milton | Solar | Net-Metering | 6 | Active | 4195500% |  | 2014
GMP | Shaftsbury | Solar | Net-Metering | 4 | Active | 4212100% |  | 2015
GMP | Georgia | Solar | Net-Metering | 7 | Active | 4189100% |  | 2014
GMP | Guilford | Solar | Net-Metering | 6 | Active | 4189100% |  | 2014
GMP | Brookfield | Solar | Net-Metering | 30.2 | Active | 4199200% |  | 2014
GMP | Ferrisburgh | Solar | Net-Metering | 150 | Active | 4204000% |  | 2015
GMP | Norwich | Solar | Net-Metering | 4 | Active | 4192200% |  | 2014
GMP | New Haven | Solar | Net-Metering | 2.25 | Active | 4189200% |  | 2014
GMP | Georgia | Solar | Net-Metering | 2.87 | Active | 4189300% |  | 2014
GMP | Halifax | Solar | Net-Metering | 6 | Active | 4189300% |  | 2014
GMP | Hartland | Solar | Net-Metering | 150 | Active | 4218000% |  | 2015
GMP | Middlebury | Solar | Net-Metering | 150 | Active | 4200200% |  | 2014
GMP | Westford | Solar | Net-Metering | 8.8 | Active | 4189800% |  | 2014
GMP | Colchester | Solar | Net-Metering | 3 | Active | 4192800% |  | 2014
GMP | Underhill | Solar | Net-Metering | 5 | Active | 4196300% |  | 2014
GMP | Waterbury | Solar | Net-Metering | 110 | Active | 4199500% |  | 2014
GMP | Waterbury | Solar | Net-Metering | 7 | Active | 4192700% |  | 2014
GMP | Sharon | Solar | Net-Metering | 6 | Active | 4189800% |  | 2014
GMP | South Burlington | Solar | Net-Metering | 10 | Active | 4194000% |  | 2014
GMP | Dorset | Solar | Net-Metering | 21.56 | Active | 4189800% |  | 2014
GMP | Jamaica | Solar | Net-Metering | 4.5 | Active | 4197600% |  | 2014
GMP | Middlebury | Solar | Net-Metering | 10.2 | Active | 4191900% |  | 2014
GMP | Monkton | Solar | Net-Metering | 15.2 | Active | 4198800% |  | 2014
GMP | Dummerston | Solar | Net-Metering | 10 | Active | 4212200% |  | 2015
GMP | Woodstock | Solar | Net-Metering | 10.2 | Active | 4200200% |  | 2014
GMP | Swanton | Solar | Net-Metering | 7 | Active | 4189700% |  | 2014
GMP | Cornwall | Solar | Net-Metering | 5.16 | Active | 4189800% |  | 2014
GMP | Middlebury | Solar | Net-Metering | 14 | Active | 4188600% |  | 2014
GMP | Rutland Town | Solar | Net-Metering | 4 | Active | 4200900% |  | 2015
GMP | Bennington | Solar | Net-Metering | 6 | Active | 4189900% |  | 2014
GMP | Barre City | Solar | Net-Metering | 6 | Active | 4194300% |  | 2014
GMP | Vergennes | Solar | Net-Metering | 7.8 | Active | 4192900% |  | 2014
GMP | Randolph | Solar | Net-Metering | 7 | Active | 4190400% |  | 2014
GMP | Montpelier | Solar | Net-Metering | 8 | Active | 4198300% |  | 2014
GMP | Hartland | Solar | Net-Metering | 8.52 | Active | 4190400% |  | 2014
GMP | Salisbury | Solar | Net-Metering | 6 | Active | 4190400% |  | 2014
GMP | Cornwall | Solar | Net-Metering | 6.8 | Active | 4199000% |  | 2014
GMP | Benson | Solar | Net-Metering | 7 | Active | 4194900% |  | 2014
GMP | Barre Town | Solar | Net-Metering | 8.8 | Active | 4194700% |  | 2014
GMP | Addison | Solar | Net-Metering | 11.72 | Active | 4193500% |  | 2014
GMP | New Haven | Solar | Net-Metering | 10.8 | Active | 4196400% |  | 2014
GMP | Monkton | Solar | Net-Metering | 11.4 | Active | 4190600% |  | 2014
GMP | Randolph | Solar | Net-Metering | 4 | Active | 4190100% |  | 2014
GMP | Lincoln | Solar | Net-Metering | 5 | Active | 4190100% |  | 2014
GMP | Dorset | Solar | Net-Metering | 2.6 | Active | 4202300% |  | 2015
GMP | West Rutland | Solar | Net-Metering | 3 | Active | 4190100% |  | 2014
GMP | Westford | Solar | Net-Metering | 8.36 | Active | 4201300% |  | 2015
GMP | Norwich | Solar | Net-Metering | 3.8 | Active | 4194100% |  | 2014
GMP | Norwich | Solar | Net-Metering | 3.8 | Active | 4194900% |  | 2014
GMP | Mount Holly | Solar | Net-Metering | 3 | Active | 4215000% |  | 2015
GMP | Andover | Solar | Net-Metering | 12.54 | Active | 4200400% |  | 2014
GMP | Jericho | Solar | Net-Metering | 6.8 | Active | 4190600% |  | 2014
GMP | Jericho | Solar | Net-Metering | 14 | Active | 4196300% |  | 2014
GMP | Brandon | Solar | Net-Metering | 3.8 | Active | 4190500% |  | 2014
GMP | Georgia | Solar | Net-Metering | 8 | Active | 4190400% |  | 2014
GMP | Brandon | Solar | Net-Metering | 6.8 | Active | 4190400% |  | 2014
GMP | Tunbridge | Solar | Net-Metering | 6 | Active | 4190400% |  | 2014
GMP | Jericho | Solar | Net-Metering | 10 | Active | 4190500% |  | 2014
GMP | Chester | Solar | Net-Metering | 4.18 | Active | 4199100% |  | 2014
GMP | Bennington | Solar | Net-Metering | 7.84 | Active | 4195700% |  | 2014
GMP | Brattleboro | Solar | Net-Metering | 5.75 | Active | 4209300% |  | 2015
GMP | Randolph | Solar | Net-Metering | 6 | Active | 4190500% |  | 2014
GMP | Manchester | Solar | Net-Metering | 3.14 | Active | 4212400% |  | 2015
GMP | Randolph | Solar | Net-Metering | 4.3 | Active | 4187600% |  | 2014
GMP | Manchester | Solar | Net-Metering | 5.75 | Active | 4190600% |  | 2014
GMP | Salisbury | Solar | Net-Metering | 4 | Active | 4190600% |  | 2014
GMP | Proctor | Solar | Net-Metering | 499 | Active | 4229900% |  | 2015
GMP | Charlotte | Solar | Net-Metering | 150 | Active | 4200300% |  | 2014
GMP | Charlotte | Solar | Net-Metering | 150 | Active | 4200300% |  | 2014
GMP | Royalton | Solar | Net-Metering | 9 | Active | 4191800% |  | 2014
GMP | Castleton | Solar | Net-Metering | 3.8 | Active | 4191400% |  | 2014
GMP | Killington | Solar | Net-Metering | 5 | Active | 4191800% |  | 2014
GMP | Middlebury | Solar | Net-Metering | 3 | Active | 4191800% |  | 2014
GMP | Bristol | Solar | Net-Metering | 3 | Active | 4191800% |  | 2014
GMP | Tunbridge | Solar | Net-Metering | 7 | Active | 4200300% |  | 2014
GMP | Shaftsbury | Solar | Net-Metering | 6 | Active | 4201100% |  | 2015
GMP | Randolph | Solar | Net-Metering | 5 | Active | 4205400% |  | 2015
GMP | Sharon | Solar | Net-Metering | 11 | Active | 4191800% |  | 2014
GMP | West Rutland | Solar | Net-Metering | 8 | Active | 4191800% |  | 2014
GMP | Pittsford | Solar | Net-Metering | 5 | Active | 4191800% |  | 2014
GMP | Monkton | Solar | Net-Metering | 23.8 | Active | 4200300% |  | 2014
GMP | Danville | Solar | Net-Metering | 3.8 | Active | 4201200% |  | 2015
GMP | Charlotte | Solar | Net-Metering | 5.52 | Active | 4197600% |  | 2014
GMP | Hinesburg | Solar | Net-Metering | 7.6 | Active | 4200900% |  | 2015
GMP | Weathersfield | Solar | Net-Metering | 3.8 | Active | 4190800% |  | 2014
GMP | Starksboro | Solar | Net-Metering | 7 | Active | 4197400% |  | 2014
GMP | Starksboro | Solar | Net-Metering | 3.14 | Active | 4204400% |  | 2015
GMP | Ferrisburgh | Solar | Net-Metering | 6.52 | Active | 4192600% |  | 2014
GMP | Putney | Solar | Net-Metering | 5 | Active | 4194900% |  | 2014
GMP | Mount Holly | Solar | Net-Metering | 7.5 | Active | 4191100% |  | 2014
GMP | Lunenburg | Solar | Net-Metering | 150 | Active | 4200400% |  | 2014
GMP | West Rutland | Solar | Net-Metering | 150 | Active | 4199500% |  | 2014
GMP | Berlin | Solar | Net-Metering | 497.6 | Active | 4231700% |  | 2015
GMP | Townshend | Solar | Net-Metering | 150 | Active | 4217400% |  | 2015
GMP | Weybridge | Solar | Net-Metering | 7 | Active | 4191800% |  | 2014
GMP | Jericho | Solar | Net-Metering | 3.8 | Active | 4191800% |  | 2014
GMP | Pomfret | Solar | Net-Metering | 8.8 | Active | 4191500% |  | 2014
GMP | Plainfield | Solar | Net-Metering | 6 | Active | 4195500% |  | 2014
GMP | Randolph | Solar | Net-Metering | 3.8 | Active | 4191800% |  | 2014
GMP | Barre City | Solar | Net-Metering | 6.8 | Active | 4196700% |  | 2014
GMP | Cambridge | Solar | Net-Metering | 6 | Active | 4196100% |  | 2014
GMP | Andover | Solar | Net-Metering | 11.4 | Active | 4196400% |  | 2014
GMP | Springfield | Solar | Net-Metering | 6 | Active | 4198900% |  | 2014
GMP | Royalton | Solar | Net-Metering | 7 | Active | 4194300% |  | 2014
GMP | Poultney | Solar | Net-Metering | 8 | Active | 4198900% |  | 2014
GMP | Norwich | Solar | Net-Metering | 5.5 | Active | 4197600% |  | 2014
GMP | Norwich | Solar | Net-Metering | 11.4 | Active | 4193900% |  | 2014
GMP | New Haven | Solar | Net-Metering | 11.22 | Active | 4192900% |  | 2014
GMP | Dummerston | Solar | Net-Metering | 5.8 | Active | 4194400% |  | 2014
GMP | Marlboro | Solar | Net-Metering | 10 | Active | 4191500% |  | 2014
GMP | Danby | Solar | Net-Metering | 8.25 | Active | 4211000% |  | 2015
GMP | Middlebury | Solar | Net-Metering | 3.87 | Active | 4196100% |  | 2014
GMP | Londonderry | Solar | Net-Metering | 2.61 | Active | 4191500% |  | 2014
GMP | Barre City | Solar | Net-Metering | 3.66 | Active | 4208300% |  | 2015
GMP | Hartland | Solar | Net-Metering | 8.36 | Active | 4215300% |  | 2015
GMP | Brookline | Solar | Net-Metering | 5 | Active | 4196200% |  | 2014
GMP | Brandon | Solar | Net-Metering | 14 | Active | 4201000% |  | 2015
GMP | Thetford | Solar | Net-Metering | 11.4 | Active | 4191800% |  | 2014
GMP | Essex Junction | Solar | Net-Metering | 3.8 | Active | 4202000% |  | 2015
GMP | Westminster | Solar | Net-Metering | 6 | Active | 4199200% |  | 2014
GMP | Essex Junction | Solar | Net-Metering | 6 | Active | 4195600% |  | 2014
GMP | Charlotte | Solar | Net-Metering | 6 | Active | 4196300% |  | 2014
GMP | Waitsfield | Solar | Net-Metering | 10.8 | Active | 4196400% |  | 2014
GMP | Poultney | Solar | Net-Metering | 5 | Active | 4192000% |  | 2014
GMP | Addison | Solar | Net-Metering | 7 | Active | 4198200% |  | 2014
GMP | Brandon | Solar | Net-Metering | 8 | Active | 4200300% |  | 2014
GMP | Ferrisburgh | Solar | Net-Metering | 5 | Active | 4195500% |  | 2014
GMP | Fairfax | Solar | Net-Metering | 6 | Active | 4192000% |  | 2014
GMP | Fairfax | Solar | Net-Metering | 7.6 | Active | 4192500% |  | 2014
GMP | Woodstock | Solar | Net-Metering | 15 | Active | 4197400% |  | 2014
GMP | Bennington | Solar | Net-Metering | 4.3 | Active | 4191900% |  | 2014
GMP | Bristol | Solar | Net-Metering | 3.8 | Active | 4192100% |  | 2014
GMP | Barre City | Solar | Net-Metering | 6 | Active | 4197600% |  | 2014
GMP | Bethel | Solar | Net-Metering | 8 | Active | 4192100% |  | 2014
GMP | Bradford | Solar | Net-Metering | 3 | Active | 4192600% |  | 2014
GMP | Montpelier | Solar | Net-Metering | 7 | Active | 4195700% |  | 2014
GMP | Bradford | Solar | Net-Metering | 7 | Active | 4196200% |  | 2014
GMP | Brookfield | Solar | Net-Metering | 7 | Active | 4192100% |  | 2014
GMP | Norwich | Solar | Net-Metering | 3.8 | Active | 4195600% |  | 2014
GMP | Rupert | Solar | Net-Metering | 8.06 | Active | 4192100% |  | 2014
GMP | South Burlington | Solar | Net-Metering | 6 | Active | 4201900% |  | 2015
GMP | Weathersfield | Solar | Net-Metering | 7 | Active | 4192100% |  | 2014
GMP | Williston | Solar | Net-Metering | 3.8 | Active | 4197400% |  | 2014
GMP | Castleton | Solar | Net-Metering | 6 | Active | 4199000% |  | 2014
GMP | Brattleboro | Solar | Net-Metering | 5.2 | Active | 4196000% |  | 2014
GMP | Dummerston | Solar | Net-Metering | 10 | Active | 4208600% |  | 2015
GMP | West Haven | Solar | Net-Metering | 148 | Active | 4222200% |  | 2015
GMP | Sharon | Solar | Net-Metering | 3.8 | Active | 4192800% |  | 2014
GMP | Ryegate | Solar | Net-Metering | 13 | Active | 4198100% |  | 2014
GMP | Braintree | Solar | Net-Metering | 10.8 | Active | 4192800% |  | 2014
GMP | Bethel | Solar | Net-Metering | 5 | Active | 4192800% |  | 2014
GMP | Fairfax | Solar | Net-Metering | 10 | Active | 4200300% |  | 2014
GMP | Royalton | Solar | Net-Metering | 3 | Active | 4108500% |  | 2012
GMP | Shelburne | Solar | Net-Metering | 10 | Active | 4194300% |  | 2014
GMP | Bristol | Solar | Net-Metering | 8.1 | Active | 4192800% |  | 2014
GMP | Marlboro | Solar | Net-Metering | 12.37 | Active | 4200200% |  | 2014
GMP | Marlboro | Solar | Net-Metering | 5.2 | Active | 4201100% |  | 2015
GMP | Guilford | Solar | Net-Metering | 5 | Active | 4197600% |  | 2014
GMP | Rochester | Solar | Net-Metering | 15 | Active | 4201000% |  | 2015
GMP | Norwich | Solar | Net-Metering | 5 | Active | 4196900% |  | 2014
GMP | Hartford | Solar | Net-Metering | 3 | Active | 4198800% |  | 2014
GMP | Middlebury | Solar | Net-Metering | 5.5 | Active | 4204000% |  | 2015
GMP | Norwich | Solar | Net-Metering | 6.25 | Active | 4199100% |  | 2014
GMP | Fayston | Solar | Net-Metering | 5 | Active | 4199900% |  | 2014
GMP | Barre City | Solar | Net-Metering | 5 | Active | 4197500% |  | 2014
GMP | Shelburne | Solar | Net-Metering | 9.8 | Active | 4202400% |  | 2015
GMP | Williston | Solar | Net-Metering | 3.8 | Active | 4197500% |  | 2014
GMP | Middlebury | Solar | Net-Metering | 7 | Active | 4198800% |  | 2014
GMP | Weston | Solar | Net-Metering | 6.72 | Active | 4192900% |  | 2014
GMP | Charlotte | Solar | Net-Metering | 10 | Active | 4198100% |  | 2014
GMP | Addison | Solar | Net-Metering | 3.87 | Active | 4195000% |  | 2014
GMP | Roxbury | Solar | Net-Metering | 2.5 | Active | 4193300% |  | 2014
GMP | Bristol | Solar | Net-Metering | 6.45 | Active | 4193400% |  | 2014
GMP | Norwich | Solar | Net-Metering | 3.8 | Active | 4196800% |  | 2014
GMP | Norwich | Solar | Net-Metering | 3.8 | Active | 4197400% |  | 2014
GMP | Starksboro | Solar | Net-Metering | 4.73 | Active | 4200300% |  | 2014
GMP | Middlesex | Solar | Net-Metering | 4.96 | Active | 4205500% |  | 2015
GMP | West Windsor | Solar | Net-Metering | 3.22 | Active | 4193300% |  | 2014
GMP | Manchester | Solar | Net-Metering | 5.59 | Active | 4199200% |  | 2014
GMP | Londonderry | Solar | Net-Metering | 5.8 | Active | 4201100% |  | 2015
GMP | Thetford | Solar | Net-Metering | 3.8 | Active | 4193400% |  | 2014
GMP | Brattleboro | Solar | Net-Metering | 11.4 | Active | 4202500% |  | 2015
GMP | Norwich | Solar | Net-Metering | 3.8 | Active | 4199100% |  | 2014
GMP | Middlebury | Solar | Net-Metering | 4 | Active | 4201000% |  | 2015
GMP | Colchester | Solar | Net-Metering | 3 | Active | 4201300% |  | 2015
GMP | Underhill | Solar | Net-Metering | 6 | Active | 4193600% |  | 2014
GMP | Marshfield | Solar | Net-Metering | 7.5 | Active | 4199200% |  | 2014
GMP | Moretown | Solar | Net-Metering | 3.8 | Active | 4197400% |  | 2014
GMP | Westford | Solar | Net-Metering | 6.8 | Active | 4200300% |  | 2014
GMP | Vergennes | Solar | Net-Metering | 7 | Active | 4200900% |  | 2015
GMP | Shelburne | Solar | Net-Metering | 6.8 | Active | 4199200% |  | 2014
GMP | Norwich | Solar | Net-Metering | 6 | Active | 4200400% |  | 2014
GMP | Hartford | Solar | Net-Metering | 3.75 | Active | 4197600% |  | 2014
GMP | St. Albans City | Solar | Net-Metering | 11.4 | Active | 4201300% |  | 2015
GMP | Halifax | Solar | Net-Metering | 2.5 | Active | 4207100% |  | 2015
GMP | Norwich | Solar | Net-Metering | 7 | Active | 4193600% |  | 2014
GMP | New Haven | Solar | Net-Metering | 3.01 | Active | 4196300% |  | 2014
GMP | Danby | Solar | Net-Metering | 6.88 | Active | 4200900% |  | 2015
GMP | Newbury | Solar | Net-Metering | 2.61 | Active | 4203900% |  | 2015
GMP | Chester | Solar | Net-Metering | 8 | Active | 4202400% |  | 2015
GMP | Milton | Solar | Net-Metering | 7.6 | Active | 4200400% |  | 2014
GMP | Brattleboro | Solar | Net-Metering | 3.87 | Active | 4201100% |  | 2015
GMP | Hartland | Solar | Net-Metering | 3 | Active | 4201600% |  | 2015
GMP | Brandon | Solar | Net-Metering | 5 | Active | 4213100% |  | 2015
GMP | New Haven | Solar | Net-Metering | 15 | Active | 4201000% |  | 2015
GMP | Rutland Town | Solar | Net-Metering | 7 | Active | 4200400% |  | 2014
GMP | Leicester | Solar | Net-Metering | 3 | Active | 4201000% |  | 2015
GMP | Milton | Solar | Net-Metering | 6 | Active | 4201300% |  | 2015
GMP | Thetford | Solar | Net-Metering | 4 | Active | 4194800% |  | 2014
GMP | Wallingford | Solar | Net-Metering | 9 | Active | 4220000% |  | 2015
GMP | Rutland City | Solar | Utility | 2000 | Active | 4209300% |  | 2015
GMP | Leicester | Solar | Net-Metering | 8.1 | Active | 4198800% |  | 2014
GMP | Weybridge | Solar | Net-Metering | 3.8 | Active | 4203000% |  | 2015
GMP | South Burlington | Solar | Net-Metering | 8 | Active | 4201000% |  | 2015
GMP | Danville | Solar | Net-Metering | 8 | Active | 4201200% |  | 2015
GMP | Shoreham | Solar | Net-Metering | 4 | Active | 4197400% |  | 2014
GMP | Cornwall | Solar | Net-Metering | 6.45 | Active | 4195700% |  | 2014
GMP | Readsboro | Solar | Net-Metering | 4.3 | Active | 4197600% |  | 2014
GMP | Mount Holly | Solar | Net-Metering | 8.6 | Active | 4200400% |  | 2014
GMP | Putney | Solar | Net-Metering | 6 | Active | 4199900% |  | 2014
GMP | Huntington | Solar | Net-Metering | 6.48 | Active | 4197500% |  | 2014
GMP | Hinesburg | Solar | Net-Metering | 4.32 | Active | 4201600% |  | 2015
GMP | Williston | Solar | Net-Metering | 7.5 | Active | 4211100% |  | 2015
GMP | Shoreham | Solar | Net-Metering | 10 | Active | 4197400% |  | 2014
GMP | Readsboro | Solar | Net-Metering | 2.5 | Active | 4207800% |  | 2015
GMP | Rochester | Solar | Net-Metering | 2.5 | Active | 4200000% |  | 2014
GMP | Hancock | Solar | Net-Metering | 2.5 | Active | 4198700% |  | 2014
GMP | Middlebury | Solar | Net-Metering | 5 | Active | 4201000% |  | 2015
GMP | South Burlington | Solar | Net-Metering | 4.18 | Active | 4210300% |  | 2015
GMP | Mount Holly | Solar | Net-Metering | 4.5 | Active | 4207300% |  | 2015
GMP | Lunenburg | Solar | Net-Metering | 2.09 | Active | 4203800% |  | 2015
GMP | Springfield | Solar | Net-Metering | 56 | Active | 4200400% |  | 2014
GMP | Brattleboro | Solar | Net-Metering | 7.5 | Active | 4197600% |  | 2014
GMP | Hartford | Solar | Net-Metering | 3 | Active | 4202500% |  | 2015
GMP | Barre City | Solar | Net-Metering | 8 | Active | 4201800% |  | 2015
GMP | Weybridge | Solar | Net-Metering | 5 | Active | 4202600% |  | 2015
GMP | Bethel | Solar | Net-Metering | 4 | Active | 4200300% |  | 2014
GMP | Lincoln | Solar | Net-Metering | 16.8 | Active | 4197700% |  | 2014
GMP | Charlotte | Solar | Net-Metering | 7.5 | Active | 4204000% |  | 2015
GMP | Hartland | Solar | Net-Metering | 3.8 | Active | 4200200% |  | 2014
GMP | Hartland | Solar | Net-Metering | 3 | Active | 4201900% |  | 2015
GMP | South Burlington | Solar | Net-Metering | 7.6 | Active | 4198800% |  | 2014
GMP | Brattleboro | Solar | Net-Metering | 9.14 | Active | 4153400% |  | 2013
GMP | Jericho | Solar | Net-Metering | 3 | Active | 4202700% |  | 2015
GMP | Huntington | Solar | Net-Metering | 11 | Active | 4208900% |  | 2015
GMP | Jericho | Solar | Net-Metering | 5 | Active | 4212300% |  | 2015
GMP | Cabot | Solar | Net-Metering | 5 | Active | 4202700% |  | 2015
GMP | Rutland City | Solar | Net-Metering | 6 | Active | 4205200% |  | 2015
GMP | New Haven | Solar | Net-Metering | 11.95 | Active | 4203000% |  | 2015
GMP | West Windsor | Solar | Net-Metering | 10 | Active | 4202600% |  | 2015
GMP | Wallingford | Solar | Net-Metering | 7 | Active | 4200200% |  | 2014
GMP | Chester | Solar | Net-Metering | 7 | Active | 4200400% |  | 2014
GMP | Randolph | Solar | Net-Metering | 7.6 | Active | 4200300% |  | 2014
GMP | Rockingham | Solar | Net-Metering | 14.4 | Active | 4197500% |  | 2014
GMP | Hubbardton | Solar | Net-Metering | 8 | Active | 4201000% |  | 2015
GMP | Bristol | Solar | Net-Metering | 4.52 | Active | 4197400% |  | 2014
GMP | Brookfield | Solar | Net-Metering | 5 | Active | 4208200% |  | 2015
GMP | Newbury | Solar | Net-Metering | 6.53 | Active | 4208200% |  | 2015
GMP | Underhill | Solar | Net-Metering | 8.36 | Active | 4210700% |  | 2015
GMP | Stockbridge | Solar | Net-Metering | 2.5 | Active | 4299400% |  | 2017
GMP | Randolph | Solar | Net-Metering | 11.4 | Active | 4207200% |  | 2015
GMP | Randolph | Solar | Net-Metering | 3.8 | Active | 4211500% |  | 2015
GMP | Essex | Solar | Net-Metering | 3.8 | Active | 4208100% |  | 2015
GMP | Danby | Solar | Net-Metering | 7 | Active | 4201600% |  | 2015
GMP | Middlesex | Solar | Net-Metering | 11 | Active | 4202400% |  | 2015
GMP | Colchester | Solar | Net-Metering | 8 | Active | 4208900% |  | 2015
GMP | Pittsford | Solar | Net-Metering | 7 | Active | 4200300% |  | 2014
GMP | Winooski | Solar | Net-Metering | 6 | Active | 4206000% |  | 2015
GMP | Ferrisburgh | Solar | Net-Metering | 7 | Active | 4203800% |  | 2015
GMP | Vergennes | Solar | Net-Metering | 9.8 | Active | 4209600% |  | 2015
GMP | East Montpelier | Solar | Net-Metering | 5 | Active | 4205400% |  | 2015
GMP | Milton | Solar | Net-Metering | 6.8 | Active | 4201900% |  | 2015
GMP | Bethel | Solar | Net-Metering | 3.8 | Active | 4201900% |  | 2015
GMP | Pittsford | Solar | Net-Metering | 6 | Active | 4201300% |  | 2015
GMP | Westminster | Solar | Net-Metering | 2.58 | Active | 4199900% |  | 2014
GMP | Randolph | Solar | Net-Metering | 5.1 | Active | 4204500% |  | 2015
GMP | Pomfret | Solar | Net-Metering | 5 | Active | 4236000% |  | 2015
GMP | Putney | Solar | Net-Metering | 3 | Active | 4199200% |  | 2014
GMP | Braintree | Solar | Net-Metering | 7.6 | Active | 4203300% |  | 2015
GMP | Braintree | Solar | Net-Metering | 5 | Active | 4213100% |  | 2015
GMP | Rockingham | Solar | Net-Metering | 5 | Active | 4200400% |  | 2014
GMP | Brattleboro | Bio | Other | 400 | Active | 4118600% |  | 2012
GMP | Arlington | Hydro | Net-Metering | 250 | Active | 4125000% |  | 2012
GMP | Springfield | Hydro | Net-Metering | 400 | Active | 3054700% |  | 1983
GMP | Danville | Hydro | Net-Metering | 230 | Active | 3135200% |  | 1985
GMP | Hartland | Hydro | Net-Metering | 280 | Active | 4171300% |  | 2014
GMP | Middlebury | Other | Other | 1526 | Active | 1826400% |  | 1950
GMP | Thetford | Bio | Other | 68 | Active | 1826400% |  | 1950
GMP | Windsor | Hydro | Net-Metering | 500 | Active | 4204000% |  | 2015
GMP | Springfield | Hydro | Net-Metering | 389.5 | Active | 4304000% |  | 2017
GMP | Springfield | Hydro | Net-Metering | 141.55 | Active | 4215200% |  | 2015
GMP | Thetford | Solar | Net-Metering | 1.41 | Active | 4100100% |  | 2012
GMP | Strafford | Wind | Net-Metering | 4.6 | Active | 3863100% |  | 2005
GMP | Strafford | Solar | Net-Metering | 2.05 | Active | 3646600% |  | 1999
GMP | Thetford | Solar | Net-Metering | 1.37 | Active | 3890800% |  | 2006
GMP | Strafford | Solar | Net-Metering | 0.68 | Active | 3680100% |  | 2000
GMP | Norwich | Solar | Net-Metering | 5.26 | Active | 3709100% |  | 2001
GMP | Wallingford | Solar | Net-Metering | 0.15 | Active | 4106400% |  | 2012
GMP | Royalton | Solar | Net-Metering | 2.92 | Active | 3786100% |  | 2003
GMP | Sharon | Solar | Net-Metering | 2.68 | Active | 3863900% |  | 2005
GMP | Thetford | Solar | Net-Metering | 12.9 | Active | 4138800% |  | 2013
GMP | Barnard | Solar | Net-Metering | 4.75 | Active | 3812100% |  | 2004
GMP | Strafford | Solar | Net-Metering | 0.46 | Active | 3734000% |  | 2002
GMP | Shrewsbury | Wind | Net-Metering | 2.9 | Active | 4157200% |  | 2013
GMP | New Haven | Solar | Net-Metering | 6.4 | Active | 4137500% |  | 2013
GMP | Thetford | Solar | Net-Metering | 0.96 | Active | 3835800% |  | 2005
GMP | Concord | Wind | Net-Metering | 9.5 | Active | 3773300% |  | 2003
GMP | Bennington | Solar | Net-Metering | 5 | Active | 3777400% |  | 2003
GMP | Danville | Wind | Net-Metering | 9.5 | Active | 3860300% |  | 2005
GMP | Mount Holly | Wind | Net-Metering | 9.5 | Active | 4186500% |  | 2014
GMP | Woodstock | Solar | Net-Metering | 5.84 | Active | 4046200% |  | 2010
GMP | Middlebury | Solar | Net-Metering | 0.12 | Active | 4138700% |  | 2013
GMP | Norwich | Solar | Net-Metering | 1.09 | Active | 3775600% |  | 2003
GMP | Middlebury | Solar | Net-Metering | 1.88 | Active | 3794300% |  | 2003
GMP | Pomfret | Solar | Net-Metering | 13.6 | Active | 4138700% |  | 2013
GMP | Addison | Wind | Net-Metering | 9.5 | Active | 3799800% |  | 2004
GMP | Thetford | Solar | Net-Metering | 2.88 | Active | 4058600% |  | 2011
GMP | Ripton | Solar | Net-Metering | 9.76 | Active | 4238400% |  | 2016
GMP | Middlebury | Solar | Net-Metering | 1.37 | Active | 3963600% |  | 2008
GMP | Weathersfield | Wind | Net-Metering | 9.5 | Active | 4117000% |  | 2012
GMP | Shoreham | Solar | Net-Metering | 0.8 | Active | 3808600% |  | 2004
GMP | Addison | Wind | Net-Metering | 9.5 | Active | 4131000% |  | 2013
GMP | Cambridge | Solar | Net-Metering | 2.74 | Active | 3860300% |  | 2005
GMP | Dummerston | Solar | Net-Metering | 2.82 | Active | 3991600% |  | 2009
GMP | Jericho | Solar | Net-Metering | 3.16 | Active | 4035000% |  | 2010
GMP | Peru | Solar | Net-Metering | 1.41 | Active | 3813900% |  | 2004
GMP | Royalton | Solar | Net-Metering | 7.6 | Active | 4222800% |  | 2015
GMP | Middletown Springs | Solar | Net-Metering | 3.93 | Active | 3894600% |  | 2006
GMP | Woodstock | Solar | Net-Metering | 1.8 | Active | 3833100% |  | 2004
GMP | Granville | Solar | Net-Metering | 1.9 | Active | 4151400% |  | 2013
GMP | Middlebury | Wind | Net-Metering | 9.5 | Active | 3847600% |  | 2005
GMP | Leicester | Wind | Net-Metering | 10 | Active | 4151600% |  | 2013
GMP | Middlebury | Wind | Net-Metering | 9.5 | Active | 3860400% |  | 2005
GMP | Woodstock | Solar | Net-Metering | 6.9 | Active | 3847800% |  | 2005
GMP | Woodstock | Solar | Net-Metering | 26.22 | Active | 4138200% |  | 2013
GMP | Mount Tabor | Wind | Net-Metering | 2.44 | Active | 4133600% |  | 2013
GMP | Peru | Wind | Net-Metering | 4.2 | Active | 4115200% |  | 2012
GMP | Shrewsbury | Solar | Net-Metering | 1.67 | Active | 3864200% |  | 2005
GMP | Pomfret | Solar | Net-Metering | 1.6 | Active | 4186100% |  | 2014
GMP | Strafford | Solar | Net-Metering | 2.51 | Active | 3864200% |  | 2005
GMP | Buels Gore | Wind | Net-Metering | 2.5 | Active | 4064600% |  | 2011
GMP | Ripton | Solar | Net-Metering | 1.09 | Active | 3866500% |  | 2005
GMP | Ripton | Wind | Net-Metering | 1 | Active | 4192100% |  | 2014
GMP | West Windsor | Solar | Net-Metering | 1.67 | Active | 3753000% |  | 2002
GMP | Northfield | Wind | Net-Metering | 2.45 | Active | 3870100% |  | 2005
GMP | Hartland | Solar | Net-Metering | 3.88 | Active | 3759300% |  | 2002
GMP | Salisbury | Solar | Net-Metering | 2.51 | Active | 3867000% |  | 2005
GMP | St. Johnsbury | Solar | Net-Metering | 4.81 | Active | 3849100% |  | 2005
GMP | Hartland | Solar | Net-Metering | 1.43 | Active | 3761700% |  | 2002
GMP | Lincoln | Solar | Net-Metering | 4 | Active | 4137200% |  | 2013
GMP | Lincoln | Wind | Net-Metering | 2.5 | Active | 4084400% |  | 2011
GMP | Pomfret | Solar | Net-Metering | 2.51 | Active | 4137600% |  | 2013
GMP | Jamaica | Solar | Net-Metering | 11.14 | Active | 3872800% |  | 2006
GMP | Bristol | Solar | Net-Metering | 0.99 | Active | 3895900% |  | 2006
GMP | Granville | Solar | Net-Metering | 1.52 | Active | 3869100% |  | 2005
GMP | Underhill | Solar | Net-Metering | 1.8 | Active | 3874400% |  | 2006
GMP | Sharon | Solar | Net-Metering | 3.38 | Active | 3956900% |  | 2008
GMP | Andover | Wind | Net-Metering | 1.2 | Active | 4137900% |  | 2013
GMP | Bethel | Wind | Net-Metering | 2.45 | Active | 3890100% |  | 2006
GMP | Ripton | Solar | Net-Metering | 7.5 | Active | 4138800% |  | 2013
GMP | Addison | Wind | Net-Metering | 9.5 | Active | 3885600% |  | 2006
GMP | Brattleboro | Solar | Net-Metering | 17.53 | Active | 3882600% |  | 2006
GMP | Jericho | Solar | Net-Metering | 2.17 | Active | 3923400% |  | 2007
GMP | Randolph | Solar | Net-Metering | 3.8 | Active | 4136200% |  | 2013
GMP | Marlboro | Solar | Net-Metering | 12.7 | Active | 4185600% |  | 2014
GMP | Granville | Wind | Net-Metering | 2.67 | Active | 3893900% |  | 2006
GMP | Weathersfield | Solar | Net-Metering | 2.19 | Active | 3838000% |  | 2005
GMP | Tinmouth | Solar | Net-Metering | 8.2 | Active | 3891300% |  | 2006
GMP | Chester | Solar | Net-Metering | 4.78 | Active | 4136100% |  | 2013
GMP | Weybridge | Solar | Net-Metering | 1.94 | Active | 4138600% |  | 2013
GMP | St. Albans City | Wind | Net-Metering | 9.5 | Active | 3962400% |  | 2008
GMP | Thetford | Solar | Net-Metering | 5.81 | Active | 3695500% |  | 2001
GMP | Pownal | Wind | Net-Metering | 1.8 | Active | 3902300% |  | 2006
GMP | Thetford | Solar | Net-Metering | 3.6 | Active | 4138700% |  | 2013
GMP | Vershire | Solar | Net-Metering | 13.25 | Active | 3883800% |  | 2006
GMP | Guilford | Solar | Net-Metering | 7.3 | Active | 3946100% |  | 2008
GMP | Hartland | Solar | Net-Metering | 2.05 | Active | 3889800% |  | 2006
GMP | Sharon | Solar | Net-Metering | 2.91 | Active | 3901300% |  | 2006
GMP | Tunbridge | Solar | Net-Metering | 3.42 | Active | 4137300% |  | 2013
GMP | Westford | Solar | Net-Metering | 2.28 | Active | 4138300% |  | 2013
GMP | Weybridge | Solar | Net-Metering | 1.25 | Active | 3902400% |  | 2006
GMP | Hubbardton | Wind | Net-Metering | 2.57 | Active | 3787600% |  | 2003
GMP | New Haven | Wind | Net-Metering | 2.5 | Active | 3906200% |  | 2006
GMP | Milton | Solar | Net-Metering | 5.6 | Active | 4138000% |  | 2013
GMP | Londonderry | Solar | Net-Metering | 3.42 | Active | 4138600% |  | 2013
GMP | Guilford | Solar | Net-Metering | 2.58 | Active | 3909700% |  | 2007
GMP | Marlboro | Solar | Net-Metering | 2.51 | Active | 3980100% |  | 2008
GMP | Guilford | Solar | Net-Metering | 6.7 | Active | 3906000% |  | 2006
GMP | Marlboro | Solar | Net-Metering | 3.93 | Active | 4140000% |  | 2013
GMP | Townshend | Wind | Net-Metering | 4.7 | Active | 3932400% |  | 2007
GMP | Pownal | Wind | Net-Metering | 6 | Active | 3963200% |  | 2008
GMP | Sharon | Solar | Net-Metering | 2.74 | Active | 4138800% |  | 2013
GMP | Brandon | Solar | Net-Metering | 1.71 | Active | 4084700% |  | 2011
GMP | Shaftsbury | Solar | Net-Metering | 2.74 | Active | 3940700% |  | 2007
GMP | Randolph | Solar | Net-Metering | 2.74 | Active | 4136800% |  | 2013
GMP | West Rutland | Solar | Net-Metering | 2.74 | Active | 4164200% |  | 2014
GMP | Randolph | Solar | Net-Metering | 2.74 | Active | 4136200% |  | 2013
GMP | Ripton | Solar | Net-Metering | 3.89 | Active | 4194700% |  | 2014
GMP | Woodstock | Solar | Net-Metering | 8.55 | Active | 4138200% |  | 2013
GMP | Rutland Town | Solar | Net-Metering | 7.41 | Active | 4164200% |  | 2014
GMP | Strafford | Solar | Net-Metering | 4.71 | Active | 4189800% |  | 2014
GMP | Bradford | Solar | Net-Metering | 1.37 | Active | 3924100% |  | 2007
GMP | Hartland | Solar | Net-Metering | 6.49 | Active | 4137900% |  | 2013
GMP | Thetford | Solar | Net-Metering | 3.85 | Active | 4168200% |  | 2014
GMP | Thetford | Solar | Net-Metering | 5 | Active | 4033000% |  | 2010
BED | Burlington | Solar | Net-Metering | 1.25 | IN-SERVICE | 3697700% |  | 2001
BED | Burlington | Solar | Net-Metering | 1.36 | IN-SERVICE | 3815400% |  | 2004
BED | Burlington | Wind | Net-Metering | 2.85 | IN-SERVICE | 3822200% |  | 2004
BED | Burlington | Solar | Net-Metering | 4.75 | IN-SERVICE | 3822200% |  | 2004
BED | Burlington | Wind | Net-Metering | 10 | IN-SERVICE | 3863700% |  | 2005
BED | Burlington | Solar | Net-Metering | 2.166 | IN-SERVICE | 3888000% |  | 2006
BED | Burlington | Solar | Net-Metering | 4.2 | IN-SERVICE | 3900300% |  | 2006
BED | Burlington | Solar | Net-Metering | 3.762 | IN-SERVICE | 3934500% |  | 2007
BED | Burlington | Solar | Net-Metering | 1.9 | IN-SERVICE | 3969500% |  | 2008
BED | Burlington | Solar | Net-Metering | 3.42 | IN-SERVICE | 4005200% |  | 2009
BED | Burlington | Solar | Net-Metering | 5.92 | IN-SERVICE | 4010600% |  | 2009
BED | Burlington | Solar | Net-Metering | 4.389 | IN-SERVICE | 4012000% |  | 2009
BED | Burlington | Solar | Net-Metering | 2.28 | IN-SERVICE | 4013700% |  | 2009
BED | Burlington | Solar | Net-Metering | 2.8 | IN-SERVICE | 4024500% |  | 2010
BED | Burlington | Solar | Net-Metering | 29.7 | IN-SERVICE | 4024700% |  | 2010
BED | Burlington | Solar | Net-Metering | 2.79 | IN-SERVICE | 4028100% |  | 2010
BED | Burlington | Solar | Net-Metering | 3.2 | IN-SERVICE | 4039400% |  | 2010
BED | Burlington | Wind | Net-Metering | 1.43 | IN-SERVICE | 4042100% |  | 2010
BED | Burlington | Solar | Net-Metering | 7.66 | IN-SERVICE | 4042100% |  | 2010
BED | Burlington | Solar | Net-Metering | 35.9 | IN-SERVICE | 4045600% |  | 2010
BED | Burlington | Solar | Net-Metering | 38.7 | IN-SERVICE | 4051800% |  | 2010
BED | Burlington | Solar | Net-Metering | 4.275 | IN-SERVICE | 4052000% |  | 2010
BED | Burlington | Solar | Net-Metering | 3.16 | IN-SERVICE | 4066200% |  | 2011
BED | Burlington | Solar | Net-Metering | 38.73 | IN-SERVICE | 4069000% |  | 2011
BED | Burlington | Solar | Net-Metering | 24.152 | IN-SERVICE | 4071600% |  | 2011
BED | Burlington | Solar | Net-Metering | 25.56 | IN-SERVICE | 4073900% |  | 2011
BED | Burlington | Solar | Net-Metering | 4.807 | IN-SERVICE | 4075900% |  | 2011
BED | Burlington | Solar | Net-Metering | 142.5 | IN-SERVICE | 4089300% |  | 2011
BED | Burlington | Solar | Net-Metering | 3.06 | IN-SERVICE | 4093300% |  | 2012
BED | Burlington | Solar | PPA | 87 | IN-SERVICE | 4094000% |  | 2012
BED | Burlington | Solar | PPA | 92 | IN-SERVICE | 4094600% |  | 2012
BED | Burlington | Solar | PPA | 24 | IN-SERVICE | 4094600% |  | 2012
BED | Burlington | Solar | Net-Metering | 4.37 | IN-SERVICE | 4094800% |  | 2012
BED | Burlington | Solar | Net-Metering | 23.256 | IN-SERVICE | 4094800% |  | 2012
BED | Burlington | Solar | Net-Metering | 2.137 | IN-SERVICE | 4095200% |  | 2012
BED | Burlington | Solar | Net-Metering | 13.765 | IN-SERVICE | 4098400% |  | 2012
BED | Burlington | Solar | PPA | 25.53 | IN-SERVICE | 4098700% |  | 2012
BED | Burlington | Solar | PPA | 7.59 | IN-SERVICE | 4098700% |  | 2012
BED | Burlington | Solar | PPA | 36.05 | IN-SERVICE | 4098700% |  | 2012
BED | Burlington | Solar | Net-Metering | 3.1 | IN-SERVICE | 4141800% |  | 2013
BED | Burlington | Solar | Net-Metering | 7.363 | IN-SERVICE | 4116000% |  | 2012
BED | Burlington | Solar | Net-Metering | 48.22 | IN-SERVICE | 4121200% |  | 2012
BED | Burlington | Solar | Net-Metering | 5.592 | IN-SERVICE | 4123400% |  | 2012
BED | Burlington | Solar | Net-Metering | 6 | IN-SERVICE | 4124100% |  | 2012
BED | Burlington | Solar | Net-Metering | 4.578 | IN-SERVICE | 4124800% |  | 2012
BED | Burlington | Solar | Net-Metering | 36.17 | IN-SERVICE | 4126500% |  | 2012
BED | Burlington | Solar | Net-Metering | 5.586 | IN-SERVICE | 4128200% |  | 2013
BED | Burlington | Solar | Net-Metering | 3.107 | IN-SERVICE | 4128200% |  | 2013
BED | Burlington | Solar | Net-Metering | 10.99 | IN-SERVICE | 4129800% |  | 2013
BED | Burlington | Solar | Net-Metering | 3.42 | IN-SERVICE | 4131300% |  | 2013
BED | Burlington | Solar | Net-Metering | 3.107 | IN-SERVICE | 4133400% |  | 2013
BED | Burlington | Solar | Net-Metering | 4.349 | IN-SERVICE | 4134100% |  | 2013
BED | Burlington | Solar | Net-Metering | 4.349 | IN-SERVICE | 4134100% |  | 2013
BED | Burlington | Solar | Net-Metering | 5.814 | IN-SERVICE | 4138900% |  | 2013
BED | Burlington | Solar | PPA | 138.94 | IN-SERVICE | 4147200% |  | 2013
BED | Burlington | Solar | Net-Metering | 3.42 | IN-SERVICE | 4149800% |  | 2013
BED | Burlington | Solar | Net-Metering | 4.038 | IN-SERVICE | 4152100% |  | 2013
BED | Burlington | Solar | Net-Metering | 3.107 | IN-SERVICE | 4154200% |  | 2013
BED | Burlington | Solar | Net-Metering | 5.244 | IN-SERVICE | 4155800% |  | 2013
BED | Burlington | Solar | Net-Metering | 3.107 | IN-SERVICE | 4156400% |  | 2013
BED | Burlington | Solar | Net-Metering | 4.446 | IN-SERVICE | 4157100% |  | 2013
BED | Burlington | Solar | Net-Metering | 5.681 | IN-SERVICE | 4159800% |  | 2013
BED | Burlington | Solar | Net-Metering | 1.06 | IN-SERVICE | 4160000% |  | 2013
BED | Burlington | Solar | Net-Metering | 2.964 | IN-SERVICE | 4161100% |  | 2013
BED | Burlington | Solar | Net-Metering | 5.928 | IN-SERVICE | 4161400% |  | 2013
BED | Burlington | Solar | Net-Metering | 4.08 | IN-SERVICE | 4163800% |  | 2013
BED | Burlington | Solar | Net-Metering | 49.1 | IN-SERVICE | 4163800% |  | 2013
BED | Burlington | Solar | Net-Metering | 15.68 | IN-SERVICE | 4173900% |  | 2014
BED | Burlington | Solar | Net-Metering | 3.705 | IN-SERVICE | 4179200% |  | 2014
BED | Burlington | Solar | Net-Metering | 4.78 | IN-SERVICE | 4016500% |  | 2009
BED | Burlington | Solar | Net-Metering | 1.33 | IN-SERVICE | 4182800% |  | 2014
BED | Burlington | Solar | Net-Metering | 28.21 | IN-SERVICE | 4183700% |  | 2014
BED | Burlington | Solar | Net-Metering | 5 | IN-SERVICE | 4185200% |  | 2014
BED | Burlington | Solar | Net-Metering | 54.15 | IN-SERVICE | 4187900% |  | 2014
BED | Burlington | Solar | Net-Metering | 5.6 | IN-SERVICE | 4188600% |  | 2014
BED | Burlington | Solar | Net-Metering | 3 | IN-SERVICE | 4189400% |  | 2014
BED | Burlington | Solar | Net-Metering | 5 | IN-SERVICE | 4190600% |  | 2014
BED | Burlington | Solar | Net-Metering | 2 | IN-SERVICE | 4191300% |  | 2014
BED | Burlington | Solar | Net-Metering | 10 | IN-SERVICE | 4191900% |  | 2014
BED | Burlington | Solar | Net-Metering | 5 | IN-SERVICE | 4193200% |  | 2014
BED | Burlington | Solar | Net-Metering | 16 | IN-SERVICE | 4196700% |  | 2014
BED | Burlington | Solar | Net-Metering | 10 | IN-SERVICE | 4198900% |  | 2014
BED | Burlington | Solar | Utility | 499 | IN-SERVICE | 4201800% |  | 2015
BED | Burlington | Solar | Net-Metering | 8.8 | IN-SERVICE | 4210100% |  | 2015
BED | Burlington | Solar | Net-Metering | 6 | IN-SERVICE | 4210900% |  | 2015
BED | Burlington | Solar | Net-Metering | 8.8 | IN-SERVICE | 4213000% |  | 2015
BED | Burlington | Solar | Net-Metering | 5 | IN-SERVICE | 4214300% |  | 2015
BED | Burlington | Solar | Net-Metering | 7.6 | IN-SERVICE | 4216000% |  | 2015
BED | Burlington | Solar | Net-Metering | 2.5 | IN-SERVICE | 4218500% |  | 2015
BED | Burlington | Solar | Net-Metering | 5 | IN-SERVICE | 4222100% |  | 2015
BED | Burlington | Solar | Net-Metering | 6 | IN-SERVICE | 4224200% |  | 2015
BED | Burlington | Solar | Utility | 107 | IN-SERVICE | 4228500% |  | 2015
BED | Burlington | Solar | Net-Metering | 140 | IN-SERVICE | 4230500% |  | 2015
BED | Burlington | Solar | Net-Metering | 13.6 | IN-SERVICE | 4236600% |  | 2015
BED | Burlington | Solar | Net-Metering | 3.8 | IN-SERVICE | 4237700% |  | 2016
BED | Burlington | Solar | Net-Metering | 2.15 | IN-SERVICE | 4243800% |  | 2016
BED | Burlington | Solar | Net-Metering | 4.46 | IN-SERVICE | 4245200% |  | 2016
BED | Burlington | Solar | Net-Metering | 5 | IN-SERVICE | 4245200% |  | 2016
BED | Burlington | Solar | Net-Metering | 7.6 | IN-SERVICE | 4245200% |  | 2016
BED | Burlington | Solar | Net-Metering | 4.2 | IN-SERVICE | 4245200% |  | 2016
BED | Burlington | Solar | Net-Metering | 3 | IN-SERVICE | 4245400% |  | 2016
BED | Burlington | Solar | Net-Metering | 3 | IN-SERVICE | 4246800% |  | 2016
BED | Burlington | Solar | Net-Metering | 3.8 | IN-SERVICE | 4247500% |  | 2016
BED | Burlington | Solar | Net-Metering | 3 | IN-SERVICE | 4248200% |  | 2016
BED | Burlington | Solar | Net-Metering | 7.6 | IN-SERVICE | 4249500% |  | 2016
BED | Burlington | Solar | Net-Metering | 5 | IN-SERVICE | 4253000% |  | 2016
BED | Burlington | Solar | Net-Metering | 3 | IN-SERVICE | 4253000% |  | 2016
BED | Burlington | Solar | Net-Metering | 3 | IN-SERVICE | 4254100% |  | 2016
BED | Burlington | Solar | Net-Metering | 7.6 | IN-SERVICE | 4254400% |  | 2016
BED | Burlington | Solar | Net-Metering | 3.8 | IN-SERVICE | 4255000% |  | 2016
BED | Burlington | Solar | Net-Metering | 3 | IN-SERVICE | 4255100% |  | 2016
BED | Burlington | Solar | Net-Metering | 5 | IN-SERVICE | 4255900% |  | 2016
BED | Burlington | Solar | Net-Metering | 3 | IN-SERVICE | 4257600% |  | 2016
BED | Burlington | Solar | Net-Metering | 3 | IN-SERVICE | 4257800% |  | 2016
BED | Burlington | Solar | Net-Metering | 5 | IN-SERVICE | 4257900% |  | 2016
BED | Burlington | Solar | Net-Metering | 5 | IN-SERVICE | 4257900% |  | 2016
BED | Burlington | Solar | Net-Metering | 5 | IN-SERVICE | 4258000% |  | 2016
BED | Burlington | Solar | Net-Metering | 5 | IN-SERVICE | 4258600% |  | 2016
BED | Burlington | Solar | Net-Metering | 3 | IN-SERVICE | 4260500% |  | 2016
BED | Burlington | Solar | Net-Metering | 5 | IN-SERVICE | 4260600% |  | 2016
BED | Burlington | Solar | Net-Metering | 5 | IN-SERVICE | 4260600% |  | 2016
BED | Burlington | Solar | Net-Metering | 7.6 | IN-SERVICE | 4260600% |  | 2016
BED | Burlington | Solar | Net-Metering | 5 | IN-SERVICE | 4260600% |  | 2016
BED | Burlington | Solar | Net-Metering | 6 | IN-SERVICE | 4260700% |  | 2016
BED | Burlington | Solar | Net-Metering | 5 | IN-SERVICE | 4260700% |  | 2016
BED | Burlington | Solar | Net-Metering | 3.8 | IN-SERVICE | 4260700% |  | 2016
BED | Burlington | Solar | Net-Metering | 6 | IN-SERVICE | 4261300% |  | 2016
BED | Burlington | Solar | Net-Metering | 3 | IN-SERVICE | 4262700% |  | 2016
BED | Burlington | Solar | Net-Metering | 5 | IN-SERVICE | 4264900% |  | 2016
BED | Burlington | Solar | Net-Metering | 3 | IN-SERVICE | 4265400% |  | 2016
BED | Burlington | Solar | Net-Metering | 3 | IN-SERVICE | 4265400% |  | 2016
BED | Burlington | Solar | Net-Metering | 3 | IN-SERVICE | 4265400% |  | 2016
BED | Burlington | Solar | Net-Metering | 3 | IN-SERVICE | 4265500% |  | 2016
BED | Burlington | Solar | Net-Metering | 3 | IN-SERVICE | 4265500% |  | 2016
BED | Burlington | Solar | Net-Metering | 10 | IN-SERVICE | 4265500% |  | 2016
BED | Burlington | Solar | Net-Metering | 3 | IN-SERVICE | 4267400% |  | 2016
BED | Burlington | Solar | Net-Metering | 3 | IN-SERVICE | 4267700% |  | 2016
BED | Burlington | Solar | Net-Metering | 7.6 | IN-SERVICE | 4268200% |  | 2016
BED | Burlington | Solar | Net-Metering | 3 | IN-SERVICE | 4269000% |  | 2016
BED | Burlington | Solar | Net-Metering | 3.8 | IN-SERVICE | 4269000% |  | 2016
BED | Burlington | Solar | Net-Metering | 3.8 | IN-SERVICE | 4269700% |  | 2016
BED | Burlington | Solar | Net-Metering | 3.8 | IN-SERVICE | 4271800% |  | 2016
BED | Burlington | Solar | Net-Metering | 3.8 | IN-SERVICE | 4271800% |  | 2016
BED | Burlington | Solar | Net-Metering | 6 | IN-SERVICE | 4272500% |  | 2016
BED | Burlington | Solar | Net-Metering | 150 | IN-SERVICE | 4272600% |  | 2016
BED | Burlington | Solar | Net-Metering | 3 | IN-SERVICE | 4272700% |  | 2016
BED | Burlington | Solar | Net-Metering | 3 | IN-SERVICE | 4273200% |  | 2016
BED | Burlington | Solar | Net-Metering | 72 | IN-SERVICE | 4273400% |  | 2016
BED | Burlington | Solar | Net-Metering | 72 | IN-SERVICE | 4273400% |  | 2016
BED | Burlington | Solar | Net-Metering | 3.2 | IN-SERVICE | 4273900% |  | 2017
BED | Burlington | Solar | Net-Metering | 5.2 | IN-SERVICE | 4275800% |  | 2017
BED | Burlington | Solar | Net-Metering | 6 | IN-SERVICE | 4278900% |  | 2017
BED | Burlington | Solar | Net-Metering | 3.8 | IN-SERVICE | 4280300% |  | 2017
BED | Burlington | Solar | Net-Metering | 3.8 | IN-SERVICE | 4282300% |  | 2017
BED | Burlington | Solar | Net-Metering | 7.6 | IN-SERVICE | 4282300% |  | 2017
BED | Burlington | Solar | Net-Metering | 3.8 | IN-SERVICE | 4282400% |  | 2017
BED | Burlington | Solar | Net-Metering | 3 | IN-SERVICE | 4283100% |  | 2017
BED | Burlington | Solar | Net-Metering | 13.2 | IN-SERVICE | 4283100% |  | 2017
BED | Burlington | Solar | Net-Metering | 2.25 | IN-SERVICE | 4284300% |  | 2017
BED | Burlington | Solar | Net-Metering | 6 | IN-SERVICE | 4285200% |  | 2017
BED | Burlington | Solar | Net-Metering | 3.8 | IN-SERVICE | 4285600% |  | 2017
BED | Burlington | Solar | Net-Metering | 3 | IN-SERVICE | 4286000% |  | 2017
BED | Burlington | Solar | Net-Metering | 7.6 | IN-SERVICE | 4286600% |  | 2017
BED | Burlington | Solar | Net-Metering | 5 | IN-SERVICE | 4288600% |  | 2017
BED | Burlington | Solar | Net-Metering | 5 | IN-SERVICE | 4288700% |  | 2017
BED | Burlington | Solar | Net-Metering | 5 | IN-SERVICE | 4289100% |  | 2017
BED | Burlington | Solar | Net-Metering | 3 | IN-SERVICE | 4289400% |  | 2017
BED | Burlington | Solar | Net-Metering | 3.8 | IN-SERVICE | 4290000% |  | 2017
BED | Burlington | Solar | Net-Metering | 51.8 | IN-SERVICE | 4290700% |  | 2017
BED | Burlington | Solar | Net-Metering | 6.6 | IN-SERVICE | 4291500% |  | 2017
BED | Burlington | Solar | Net-Metering | 3.6 | IN-SERVICE | 4291500% |  | 2017
BED | Burlington | Solar | Net-Metering | 8.54 | IN-SERVICE | 4291500% |  | 2017
BED | Burlington | Solar | Net-Metering | 2.15 | IN-SERVICE | 4292300% |  | 2017
BED | Burlington | Solar | Net-Metering | 5 | IN-SERVICE | 4292800% |  | 2017
BED | Burlington | Solar | Net-Metering | 11.4 | IN-SERVICE | 4293500% |  | 2017
BED | Burlington | Solar | Net-Metering | 5 | IN-SERVICE | 4293500% |  | 2017
BED | Burlington | Solar | Net-Metering | 3.8 | IN-SERVICE | 4294000% |  | 2017
BED | Burlington | Solar | Net-Metering | 7.6 | IN-SERVICE | 4294200% |  | 2017
BED | Burlington | Solar | Net-Metering | 3 | IN-SERVICE | 4294700% |  | 2017
BED | Burlington | Solar | Net-Metering | 150 | IN-SERVICE | 4296800% |  | 2017
BED | Burlington | Solar | Net-Metering | 8.4 | IN-SERVICE | 4297000% |  | 2017
BED | Burlington | Solar | Net-Metering | 4.64 | IN-SERVICE | 4297500% |  | 2017
BED | Burlington | Solar | Net-Metering | 3.8 | IN-SERVICE | 4297900% |  | 2017
BED | Burlington | Solar | Net-Metering | 5 | IN-SERVICE | 4298400% |  | 2017
BED | Burlington | Solar | Net-Metering | 7.6 | IN-SERVICE | 4299000% |  | 2017
BED | Burlington | Solar | Net-Metering | 3.8 | IN-SERVICE | 4301900% |  | 2017
BED | Burlington | Solar | Net-Metering | 3.8 | IN-SERVICE | 4301900% |  | 2017
BED | Burlington | Solar | Net-Metering | 14.4 | IN-SERVICE | 4303300% |  | 2017
BED | Burlington | Solar | Net-Metering | 14.4 | IN-SERVICE | 4303300% |  | 2017
BED | Burlington | Solar | Utility | 2.5 | IN-SERVICE | 4303500% |  | 2017
BED | Burlington | Solar | Net-Metering | 6.6 | IN-SERVICE | 4306700% |  | 2017
BED | Burlington | Solar | Net-Metering | 3 | IN-SERVICE | 4306800% |  | 2017
BED | Burlington | Solar | Net-Metering | 6.6 | IN-SERVICE | 4307500% |  | 2017
BED | Burlington | Solar | Net-Metering | 12 | IN-SERVICE | 4307700% |  | 2017
BED | Burlington | Solar | Net-Metering | 7.6 | IN-SERVICE | 4308300% |  | 2017
BED | Burlington | Solar | Net-Metering | 10 | IN-SERVICE | 4308700% |  | 2017
BED | Burlington | Solar | Net-Metering | 7.6 | IN-SERVICE | 4308700% |  | 2017
BED | Burlington | Solar | Net-Metering | 4 | IN-SERVICE | 4308900% |  | 2017
BED | Burlington | Solar | Net-Metering | 5 | IN-SERVICE | 4309000% |  | 2017
BED | Burlington | Solar | Net-Metering | 7.6 | IN-SERVICE | 4309600% |  | 2017
BED | Burlington | Solar | Net-Metering | 6 | IN-SERVICE | 4309800% |  | 2017
BED | Burlington | Solar | Net-Metering | 7.6 | IN-SERVICE | 4309800% |  | 2017
BED | Burlington | Solar | PPA | 2500 | IN-SERVICE | 4309800% |  | 2017
BED | Burlington | Solar | Net-Metering | 15 | IN-SERVICE | 4310900% |  | 2018
BED | Burlington | Solar | Net-Metering | 6 | IN-SERVICE | 4311900% |  | 2018
BED | Burlington | Solar | Net-Metering | 5 | IN-SERVICE | 4311900% |  | 2018
BED | Burlington | Solar | Net-Metering | 7.6 | IN-SERVICE | 4311900% |  | 2018
BED | Burlington | Solar | Net-Metering | 3 | IN-SERVICE | 4311900% |  | 2018
BED | Burlington | Solar | Net-Metering | 5 | IN-SERVICE | 4312200% |  | 2018
BED | Burlington | Solar | Net-Metering | 136 | IN-SERVICE | 4313900% |  | 2018
BED | Burlington | Solar | Net-Metering | 6 | IN-SERVICE | 4316000% |  | 2018
BED | Burlington | Solar | Net-Metering | 46 | IN-SERVICE | 4316800% |  | 2018
BED | Burlington | Solar | Net-Metering | 5 | IN-SERVICE | 4317100% |  | 2018
BED | Burlington | Solar | Net-Metering | 5 | IN-SERVICE | 4317100% |  | 2018
BED | Burlington | Solar | Net-Metering | 3.8 | IN-SERVICE | 4317400% |  | 2018
BED | Burlington | Solar | Net-Metering | 3 | IN-SERVICE | 4319400% |  | 2018
BED | Burlington | Solar | Net-Metering | 250 | IN-SERVICE | 4320000% |  | 2018
BED | Burlington | Solar | Net-Metering | 3.8 | IN-SERVICE | 4321700% |  | 2018
BED | Burlington | Solar | Net-Metering | 3.8 | IN-SERVICE | 4322000% |  | 2018
BED | Burlington | Solar | Net-Metering | 3.8 | IN-SERVICE | 4322900% |  | 2018
BED | Burlington | Solar | Net-Metering | 5 | IN-SERVICE | 4323500% |  | 2018
BED | Burlington | Solar | Net-Metering | 5 | IN-SERVICE | 4324100% |  | 2018
BED | Burlington | Solar | Net-Metering | 5 | IN-SERVICE | 4324100% |  | 2018
BED | Burlington | Solar | Net-Metering | 6 | IN-SERVICE | 4324300% |  | 2018
BED | Burlington | Solar | Net-Metering | 7.6 | IN-SERVICE | 4324300% |  | 2018
BED | Burlington | Solar | Net-Metering | 4 | IN-SERVICE | 4324300% |  | 2018
BED | Burlington | Solar | Net-Metering | 6 | IN-SERVICE | 4324400% |  | 2018
BED | Burlington | Solar | Net-Metering | 7.6 | IN-SERVICE | 4324400% |  | 2018
BED | Burlington | Solar | Net-Metering | 3 | IN-SERVICE | 4325000% |  | 2018
BED | Burlington | Solar | Net-Metering | 7.6 | IN-SERVICE | 4326300% |  | 2018
BED | Burlington | Solar | Net-Metering | 5 | IN-SERVICE | 4327600% |  | 2018
BED | Burlington | Solar | Net-Metering | 6 | IN-SERVICE | 4327600% |  | 2018
BED | Burlington | Solar | Net-Metering | 3 | IN-SERVICE | 4327800% |  | 2018
BED | Burlington | Solar | Net-Metering | 15.2 | IN-SERVICE | 4329100% |  | 2018
BED | Burlington | Solar | Net-Metering | 5 | IN-SERVICE | 4329300% |  | 2018
BED | Burlington | Solar | Net-Metering | 5 | IN-SERVICE | 4329300% |  | 2018
BED | Burlington | Solar | Net-Metering | 5 | IN-SERVICE | 4329300% |  | 2018
BED | Burlington | Solar | Net-Metering | 3 | IN-SERVICE | 4329900% |  | 2018
BED | Burlington | Solar | Net-Metering | 10 | IN-SERVICE | 4330500% |  | 2018
BED | Burlington | Solar | Net-Metering | 5.2 | IN-SERVICE | 4330500% |  | 2018
BED | Burlington | Solar | Net-Metering | 9 | IN-SERVICE | 4331100% |  | 2018
BED | Burlington | Solar | Net-Metering | 90 | IN-SERVICE | 4332200% |  | 2018
BED | Burlington | Solar | Net-Metering | 3.8 | IN-SERVICE | 4332700% |  | 2018
BED | Burlington | Solar | Net-Metering | 7.6 | IN-SERVICE | 4333400% |  | 2018
BED | Burlington | Solar | Net-Metering | 5 | IN-SERVICE | 3969700% |  | 2008
BED | Burlington | Solar | Net-Metering | 6.09 | IN-SERVICE | 4335700% |  | 2018
BED | Burlington | Solar | Net-Metering | 3.8 | IN-SERVICE | 4337700% |  | 2018
BED | Burlington | Solar | Net-Metering | 3.8 | IN-SERVICE | 4338300% |  | 2018
BED | Burlington | Solar | Net-Metering | 3.8 | IN-SERVICE | 4340200% |  | 2018
BED | Burlington | Solar | Net-Metering | 7.6 | IN-SERVICE | 4341300% |  | 2018
BED | Burlington | Solar | Net-Metering | 10 | IN-SERVICE | 4343800% |  | 2018
BED | Burlington | Solar | Net-Metering | 6.2 | IN-SERVICE | 4344500% |  | 2018
BED | Burlington | Solar | Net-Metering | 7.6 | IN-SERVICE | 4345300% |  | 2018
BED | Burlington | Solar | Net-Metering | 144 | IN-SERVICE | 4346000% |  | 2018
BED | Burlington | Solar | Net-Metering | 12.6 | IN-SERVICE | 4346500% |  | 2018
BED | Burlington | Solar | Net-Metering | 3.25 | IN-SERVICE | 4348900% |  | 2019
BED | Burlington | Solar | Net-Metering | 4.72 | IN-SERVICE | 4349000% |  | 2019
BED | Burlington | Solar | Net-Metering | 10 | IN-SERVICE | 4349500% |  | 2019
BED | Burlington | Solar | Net-Metering | 4.43 | IN-SERVICE | 4349500% |  | 2019
BED | Burlington | Solar | Net-Metering | 10 | IN-SERVICE | 4351000% |  | 2019
BED | Burlington | Solar | Net-Metering | 7.6 | IN-SERVICE | 4351800% |  | 2019
BED | Burlington | Solar | Net-Metering | 3.54 | IN-SERVICE | 4352200% |  | 2019
BED | Burlington | Solar | Net-Metering | 5 | IN-SERVICE | 4353000% |  | 2019
BED | Burlington | Solar | Net-Metering | 3.8 | IN-SERVICE | 4353000% |  | 2019
BED | Burlington | Solar | Net-Metering | 10 | IN-SERVICE | 4353000% |  | 2019
BED | Burlington | Solar | Net-Metering | 9 | IN-SERVICE | 4358000% |  | 2019
BED | Burlington | Solar | Net-Metering | 9 | IN-SERVICE | 4363000% |  | 2019
BED | Burlington | Solar | Net-Metering | 11.4 | IN-SERVICE | 4364300% |  | 2019
BED | Burlington | Solar | Net-Metering | 5.3 | IN-SERVICE | 4364900% |  | 2019
BED | Burlington | Solar | Net-Metering | 3.8 | IN-SERVICE | 4366200% |  | 2019
BED | Burlington | Solar | Net-Metering | 40.1 | IN-SERVICE | 4367000% |  | 2019
BED | Burlington | Solar | Net-Metering | 6 | IN-SERVICE | 4367900% |  | 2019
BED | Burlington | Solar | Net-Metering | 20 | IN-SERVICE | 4367900% |  | 2019
BED | Burlington | Solar | Net-Metering | 7.6 | IN-SERVICE | 4369100% |  | 2019
BED | Burlington | Solar | Net-Metering | 43.2 | IN-SERVICE | 4371300% |  | 2019
BED | Burlington | Solar | Net-Metering | 40.1 | IN-SERVICE | 4373400% |  | 2019
BED | Burlington | Solar | Net-Metering | 40.1 | IN-SERVICE | 4373900% |  | 2019
BED | Burlington | Solar | Net-Metering | 40.1 | IN-SERVICE | 4373900% |  | 2019
BED | Burlington | Solar | Net-Metering | 100 | IN-SERVICE | 4374900% |  | 2019
BED | Burlington | Solar | Net-Metering | 4.48 | IN-SERVICE | 4376300% |  | 2019
BED | Burlington | Solar | Net-Metering | 5.31 | IN-SERVICE | 4377700% |  | 2019
BED | Burlington | Solar | Net-Metering | 4.42 | IN-SERVICE | 4378400% |  | 2019
BED | Burlington | Solar | Net-Metering | 7.6 | IN-SERVICE | 4380900% |  | 2019
BED | Burlington | Solar | Net-Metering | 5 | IN-SERVICE | 4381200% |  | 2019
BED | Burlington | Solar | Net-Metering | 3.8 | IN-SERVICE | 4381800% |  | 2019
BED | Burlington | Solar | Net-Metering | 7.6 | IN-SERVICE | 4381800% |  | 2019
BED | Burlington | Solar | Net-Metering | 3.8 | IN-SERVICE | 4382200% |  | 2019
BED | Burlington | Solar | Net-Metering | 11.4 | IN-SERVICE | 4382300% |  | 2019
BED | Burlington | Solar | Net-Metering | 10 | IN-SERVICE | 4383900% |  | 2020
BED | Burlington | Solar | Net-Metering | 400 | IN-SERVICE | 4385800% |  | 2020
BED | Burlington | Solar | Net-Metering | 400 | IN-SERVICE | 4385800% |  | 2020
BED | Burlington | Solar | Net-Metering | 5 | IN-SERVICE | 4386400% |  | 2020
BED | Burlington | Solar | Net-Metering | 5 | IN-SERVICE | 4386700% |  | 2020
BED | Burlington | Solar | Net-Metering | 7.18 | IN-SERVICE | 4388000% |  | 2020
BED | Burlington | Solar | Net-Metering | 4.74 | IN-SERVICE | 4389200% |  | 2020
BED | Burlington | Solar | Net-Metering | 5 | IN-SERVICE | 4389400% |  | 2020
BED | Burlington | Solar | Net-Metering | 4.13 | IN-SERVICE | 4389500% |  | 2020
BED | Burlington | Solar | Net-Metering | 14.4 | IN-SERVICE | 4399200% |  | 2020
BED | Burlington | Solar | Net-Metering | 6 | IN-SERVICE | 4400000% |  | 2020
BED | Burlington | Solar | Net-Metering | 7.6 | IN-SERVICE | 4400000% |  | 2020
BED | Burlington | Solar | Net-Metering | 80.54 | IN-SERVICE | 4402200% |  | 2020
BED | Burlington | Solar | Net-Metering | 30 | IN-SERVICE | 4402200% |  | 2020
BED | Burlington | Solar | Net-Metering | 58.12 | IN-SERVICE | 4402200% |  | 2020
BED | Burlington | Solar | Net-Metering | 3.8 | IN-SERVICE | 4402900% |  | 2020
BED | Burlington | Solar | Net-Metering | 3.8 | IN-SERVICE | 4402900% |  | 2020
BED | Burlington | Solar | Net-Metering | 6 | IN-SERVICE | 4403300% |  | 2020
BED | Burlington | Solar | Net-Metering | 120 | IN-SERVICE | 4404200% |  | 2020
BED | Burlington | Solar | Net-Metering | 3.6 | IN-SERVICE | 4405600% |  | 2020
BED | Burlington | Solar | Net-Metering | 3.8 | IN-SERVICE | 4406700% |  | 2020
BED | Burlington | Solar | Net-Metering | 3.8 | IN-SERVICE | 4409900% |  | 2020
BED | Burlington | Solar | Net-Metering | 8 | IN-SERVICE | 4410600% |  | 2020
BED | Burlington | Solar | Net-Metering | 8.85 | IN-SERVICE | 4413400% |  | 2020
BED | Burlington | Solar | Net-Metering | 13.8 | IN-SERVICE | 4413800% |  | 2020
BED | Burlington | Solar | Net-Metering | 150 | IN-SERVICE | 4415500% |  | 2020
BED | Burlington | Solar | Net-Metering | 10.32 | IN-SERVICE | 4415900% |  | 2020
BED | Burlington | Solar | Net-Metering | 7.7 | IN-SERVICE | 4416600% |  | 2020
BED | Burlington | Solar | Net-Metering | 4.72 | IN-SERVICE | 4419500% |  | 2020
BED | Burlington | Solar | Net-Metering | 72 | IN-SERVICE | 4420200% |  | 2021
BED | Burlington | Solar | Net-Metering | 6 | IN-SERVICE | 4420200% |  | 2021
BED | Burlington | Solar | Net-Metering | 2.16 | IN-SERVICE | 4422100% |  | 2021
BED | Burlington | Solar | Net-Metering | 3.8 | IN-SERVICE | 4422100% |  | 2021
BED | Burlington | Solar | Net-Metering | 10 | IN-SERVICE | 4422100% |  | 2021
BED | Burlington | Solar | Net-Metering | 6 | IN-SERVICE | 4423000% |  | 2021
BED | Burlington | Solar | Net-Metering | 6 | IN-SERVICE | 4423000% |  | 2021
BED | Burlington | Solar | Net-Metering | 4.43 | IN-SERVICE | 4423000% |  | 2021
BED | Burlington | Solar | Net-Metering | 7.06 | IN-SERVICE | 4423200% |  | 2021
BED | Burlington | Solar | Net-Metering | 6.2 | IN-SERVICE | 4425100% |  | 2021
BED | Burlington | Solar | Net-Metering | 10 | IN-SERVICE | 4427300% |  | 2021
BED | Burlington | Solar | Net-Metering | 4.7 | IN-SERVICE | 4430100% |  | 2021
BED | Burlington | Solar | Net-Metering | 12.39 | IN-SERVICE | 4435500% |  | 2021
BED | Burlington | Solar | Net-Metering | 4.42 | IN-SERVICE | 4437700% |  | 2021
BED | Burlington | Solar | Net-Metering | 7.38 | IN-SERVICE | 4438400% |  | 2021
BED | Burlington | Solar | Net-Metering | 3.25 | IN-SERVICE | 4438600% |  | 2021
BED | Burlington | Solar | Net-Metering | 13.6 | IN-SERVICE | 4439600% |  | 2021
BED | Burlington | Solar | Net-Metering | 17.6 | IN-SERVICE | 4439600% |  | 2021
BED | Burlington | Solar | Net-Metering | 4.72 | IN-SERVICE | 4439700% |  | 2021
BED | Burlington | Solar | Net-Metering | 6 | IN-SERVICE | 4441200% |  | 2021
BED | Burlington | Solar | Net-Metering | 100 | IN-SERVICE | 4443300% |  | 2021
BED | Burlington | Solar | Net-Metering | 6.49 | IN-SERVICE | 4445200% |  | 2021
BED | Burlington | Solar | Net-Metering | 3.5 | IN-SERVICE | 4445300% |  | 2021
BED | Burlington | Solar | Net-Metering | 9.74 | IN-SERVICE | 4446000% |  | 2021
BED | Burlington | Solar | Net-Metering | 3.8 | IN-SERVICE | 4451500% |  | 2021
BED | Burlington | Solar | Net-Metering | 10 | IN-SERVICE | 4452200% |  | 2021
BED | Burlington | Solar | Net-Metering | 5 | IN-SERVICE | 4453200% |  | 2021
BED | Burlington | Solar | Net-Metering | 6.79 | IN-SERVICE | 4453800% |  | 2021
BED | Burlington | Solar | Net-Metering | 13.57 | IN-SERVICE | 4459200% |  | 2022
BED | Burlington | Solar | Net-Metering | 3.83 | IN-SERVICE | 4459200% |  | 2022
BED | Burlington | Solar | Net-Metering | 7.6 | IN-SERVICE | 4459200% |  | 2022
BED | Burlington | Solar | Net-Metering | 7.08 | IN-SERVICE | 4459200% |  | 2022
BED | Burlington | Solar | Net-Metering | 3.8 | IN-SERVICE | 4460800% |  | 2022
BED | Burlington | Solar | Net-Metering | 6.49 | IN-SERVICE | 4463100% |  | 2022
BED | Burlington | Solar | Net-Metering | 7.38 | IN-SERVICE | 4463100% |  | 2022
BED | Burlington | Solar | Net-Metering | 6 | IN-SERVICE | 4463100% |  | 2022
BED | Burlington | Solar | Net-Metering | 4.13 | IN-SERVICE | 4466500% |  | 2022
BED | Burlington | Solar | Net-Metering | 3.8 | IN-SERVICE | 4467800% |  | 2022
BED | Burlington | Solar | Net-Metering | 10 | IN-SERVICE | 4468300% |  | 2022
BED | Burlington | Solar | Net-Metering | 6 | IN-SERVICE | 4468300% |  | 2022
BED | Burlington | Solar | Net-Metering | 5.01 | IN-SERVICE | 4469200% |  | 2022
BED | Burlington | Solar | Net-Metering | 6 | IN-SERVICE | 4469400% |  | 2022
BED | Burlington | Solar | Net-Metering | 3.8 | IN-SERVICE | 4469400% |  | 2022
BED | Burlington | Solar | Net-Metering | 6.22 | IN-SERVICE | 4470700% |  | 2022
BED | Burlington | Solar | Net-Metering | 4.5 | IN-SERVICE | 4470800% |  | 2022
BED | Burlington | Solar | Net-Metering | 10.8 | IN-SERVICE | 4471800% |  | 2022
BED | Burlington | Solar | Net-Metering | 5.12 | IN-SERVICE | 4474200% |  | 2022
BED | Burlington | Solar | Net-Metering | 11.51 | IN-SERVICE | 4474900% |  | 2022
BED | Burlington | Solar | Net-Metering | 5.1 | IN-SERVICE | 4475000% |  | 2022
BED | Burlington | Solar | Net-Metering | 3.8 | IN-SERVICE | 4477600% |  | 2022
BED | Burlington | Solar | Net-Metering | 6 | IN-SERVICE | 4478400% |  | 2022
BED | Burlington | Solar | Net-Metering | 6 | IN-SERVICE | 4479100% |  | 2022
BED | Burlington | Solar | Net-Metering | 7.6 | IN-SERVICE | 4481900% |  | 2022
BED | Burlington | Solar | Net-Metering | 9 | IN-SERVICE | 4484600% |  | 2022
BED | Burlington | Solar | Net-Metering | 8.26 | IN-SERVICE | 4484600% |  | 2022
BED | Burlington | Solar | Net-Metering | 10.55 | IN-SERVICE | 4485200% |  | 2022
BED | Burlington | Solar | Net-Metering | 3.8 | IN-SERVICE | 4485900% |  | 2022
BED | Burlington | Solar | Net-Metering | 3.8 | IN-SERVICE | 4485900% |  | 2022
BED | Burlington | Solar | Net-Metering | 7.68 | IN-SERVICE | 4486100% |  | 2022
BED | Burlington | Solar | Net-Metering | 9.6 | IN-SERVICE | 4490200% |  | 2022
VEC | Cambridge | Solar | Net-Metering | 6 | Active | 4492200% | 4489700% | 2022
VEC | Derby | Solar | Net-Metering | 6.6 | Active | 4491700% | 4487900% | 2022
VEC | Richmond | Solar | Net-Metering | 6 | Active | 4491800% | 4486500% | 2022
VEC | Coventry | Solar | Net-Metering | 3.8 | Active | 4491500% | 4486200% | 2022
VEC | North Hero | Solar | Net-Metering | 6 | Active | 4491700% | 4486200% | 2022
VEC | Hinesburg | Solar | Net-Metering | 6 | Active | 4488700% | 4485400% | 2022
VEC | St. Albans City | Solar | Net-Metering | 7.6 | Active | 4487300% | 4485300% | 2022
VEC | Fairfax | Solar | Net-Metering | 8 | Active | 4487500% | 4484400% | 2022
VEC | Newport City | Solar | Net-Metering | 7.6 | Active | 4491500% | 4483400% | 2022
VEC | Coventry | Solar | Net-Metering | 4.5 | Active | 4491100% | 4483100% | 2022
VEC | Fairfield | Solar | Net-Metering | 7.6 | Active | 4488300% | 4483200% | 2022
VEC | Shelburne | Solar | Net-Metering | 10 | Active | 4487400% | 4482500% | 2022
VEC | Fairfax | Solar | Net-Metering | 6 | Active | 4489300% | 4482300% | 2022
VEC | Hinesburg | Solar | Net-Metering | 13 | Active | 4487500% | 4482000% | 2022
VEC | Highgate | Solar | Net-Metering | 6 | Active | 4486200% | 4481700% | 2022
VEC | NEWPORT TOWN | Solar | Net-Metering | 7.6 | Active | 4492200% | 4481200% | 2022
VEC | Westford | Solar | Net-Metering | 7.6 | Active | 4492200% | 4481000% | 2022
VEC | Westford | Solar | Net-Metering | 9 | Active | 4483400% | 4480400% | 2022
VEC | Albany | Solar | Net-Metering | 11.4 | Active | 4482700% | 4480300% | 2022
VEC | Williston | Solar | Net-Metering | 15 | Active | 4487400% | 4480300% | 2022
VEC | Williston | Solar | Net-Metering | 7.2 | Active | 4491100% | 4480300% | 2022
VEC | Albany | Solar | Net-Metering | 15 | Active | 4484700% | 4480300% | 2022
VEC | Hinesburg | Solar | Net-Metering | 9 | Active | 4491500% | 4480300% | 2022
VEC | Berkshire | Solar | Net-Metering | 6 | Active | 4490800% | 4480200% | 2022
VEC | South Hero | Solar | Net-Metering | 4.72 | Active | 4487500% | 4480200% | 2022
VEC | Richmond | Solar | Net-Metering | 11.1 | Active | 4490700% | 4480200% | 2022
VEC | Underhill | Solar | Net-Metering | 6 | Active | 4492200% | 4480200% | 2022
VEC | Lowell | Solar | Net-Metering | 6 | Active | 4484000% | 4479900% | 2022
VEC | Westford | Solar | Net-Metering | 19.2 | Active | 4487300% | 4479900% | 2022
VEC | Swanton | Solar | Net-Metering | 6.6 | Active | 4490300% | 4479500% | 2022
VEC | Richford | Solar | Net-Metering | 6.6 | Active | 4483100% | 4479500% | 2022
VEC | Newport Town | Solar | Net-Metering | 7.2 | Active | 4486200% | 4479500% | 2022
VEC | Jericho | Solar | Net-Metering | 7.7 | Active | 4486900% | 4479500% | 2022
VEC | South Hero | Solar | Net-Metering | 7.6 | Active | 4485500% | 4479800% | 2022
VEC | Grand Isle | Solar | Net-Metering | 4.2 | Active | 4480400% | 4478400% | 2022
VEC | Glover | Solar | Net-Metering | 6.48 | Active | 4486700% | 4479200% | 2022
VEC | Craftsbury | Solar | Net-Metering | 6.6 | Active | 4488100% | 4479200% | 2022
VEC | Lemington | Solar | Net-Metering | 15 | Active | 4482500% | 4479100% | 2022
VEC | Fletcher | Solar | Net-Metering | 7.6 | Active | 4485300% | 4479100% | 2022
VEC | Essex | Solar | Net-Metering | 7.6 | Active | 4485800% | 4479000% | 2022
VEC | Fairfax | Solar | Net-Metering | 6 | Active | 4485500% | 4479000% | 2022
VEC | Albany | Solar | Net-Metering | 15 | Active | 4483700% | 4479000% | 2022
VEC | North Hero | Solar | Net-Metering | 5.76 | Active | 4480400% | 4478500% | 2022
VEC | Highgate | Solar | Net-Metering | 10 | Active | 4487400% | 4478500% | 2022
VEC | St. Albans City | Solar | Net-Metering | 10 | Active | 4487400% | 4478200% | 2022
VEC | Derby | Solar | Net-Metering | 13.6 | Active | 4491100% | 4477700% | 2022
VEC | Canaan | Solar | Net-Metering | 14.64 | Active | 4484000% | 4477600% | 2022
VEC | Fairfax | Solar | Net-Metering | 6 | Active | 4490000% | 4477500% | 2022
VEC | Fairfield | Solar | Net-Metering | 10.3 | Active | 4477800% | 4468000% | 2022
VEC | Troy | Solar | Net-Metering | 13.94 | Active | 4489500% | 4477500% | 2022
VEC | Johnson | Solar | Net-Metering | 7.67 | Active | 4487500% | 4477100% | 2022
VEC | Sheldon | Solar | Net-Metering | 7.6 | Active | 4484100% | 4477100% | 2022
VEC | Johnson | Solar | Net-Metering | 9.6 | Active | 4484800% | 4477100% | 2022
VEC | Brighton | Solar | Net-Metering | 7.08 | Active | 4483200% | 4477100% | 2022
VEC | Sheldon | Solar | Net-Metering | 6 | Active | 4485200% | 4477000% | 2022
VEC | Morristown | Solar | Net-Metering | 7.7 | Active | 4489700% | 4477000% | 2022
VEC | Fairfax | Solar | Net-Metering | 10.8 | Active | 4488700% | 4477000% | 2022
VEC | Fairfield | Solar | Net-Metering | 12 | Active | 4483300% | 4476900% | 2022
VEC | Derby | Solar | Net-Metering | 9.74 | Active | 4486000% | 4476900% | 2022
VEC | Essex Junction | Solar | Net-Metering | 9.3 | Active | 4485500% | 4476700% | 2022
VEC | Newport Town | Solar | Net-Metering | 6 | Active | 4479800% | 4476800% | 2022
VEC | Huntington | Solar | Net-Metering | 10.8 | Active | 4485200% | 4476300% | 2022
VEC | Westford | Solar | Net-Metering | 6 | Active | 4479000% | 4475400% | 2022
VEC | Derby | Solar | Net-Metering | 3.8 | Active | 4483300% | 4476300% | 2022
VEC | North Hero | Solar | Net-Metering | 7.08 | Active | 4483800% | 4476300% | 2022
VEC | Troy | Solar | Net-Metering | 4.5 | Active | 4483400% | 4476000% | 2022
VEC | Johnson | Solar | Net-Metering | 6 | Active | 4483700% | 4476000% | 2022
VEC | Jay | Solar | Net-Metering | 7.6 | Active | 4478500% | 4476000% | 2022
VEC | Jay | Solar | Net-Metering | 7.6 | Active | 4482700% | 4476000% | 2022
VEC | North Hero | Solar | Net-Metering | 5.76 | Active | 4480500% | 4475600% | 2022
VEC | Troy | Solar | Net-Metering | 6 | Active | 4481700% | 4475600% | 2022
VEC | Derby | Solar | Net-Metering | 7.6 | Active | 4487600% | 4475600% | 2022
VEC | Highgate | Solar | Net-Metering | 6 | Active | 4480400% | 4475500% | 2022
VEC | Richford | Solar | Net-Metering | 25 | Active | 4485900% | 4474900% | 2022
VEC | Franklin | Solar | Net-Metering | 7.6 | Active | 4478900% | 4474700% | 2022
VEC | North Hero | Solar | Net-Metering | 7.6 | Active | 4478500% | 4474700% | 2022
VEC | Cambridge | Solar | Net-Metering | 12 | Active | 4484100% | 4474300% | 2022
VEC | North Hero | Solar | Net-Metering | 7.6 | Active | 4478300% | 4474100% | 2022
VEC | St. Albans City | Solar | Net-Metering | 10.6 | Active | 4479900% | 4474300% | 2022
VEC | Derby | Solar | Net-Metering | 6 | Active | 4483800% | 4474200% | 2022
VEC | Holland | Solar | Net-Metering | 7 | Active | 4486200% | 4474100% | 2022
VEC | Irasburg | Solar | Net-Metering | 12 | Active | 4483300% | 4474000% | 2022
VEC | Williston | Solar | Net-Metering | 17.4 | Active | 4487300% | 4474000% | 2022
VEC | Derby | Solar | Net-Metering | 7.6 | Active | 4478500% | 4474000% | 2022
VEC | Westfield | Solar | Net-Metering | 15 | Active | 4484900% | 4473600% | 2022
VEC | North Hero | Solar | Net-Metering | 5 | Active | 4482000% | 4473600% | 2022
VEC | Morristown | Solar | Net-Metering | 5 | Active | 4479100% | 4473900% | 2022
VEC | Underhill | Solar | Net-Metering | 7.6 | Active | 4476900% | 4473500% | 2022
VEC | Canaan | Solar | Net-Metering | 3.8 | Active | 4486000% | 4473400% | 2022
VEC | South Hero | Solar | Net-Metering | 7.6 | Active | 4481700% | 4473200% | 2022
VEC | Derby | Solar | Net-Metering | 5.76 | Active | 4476200% | 4472900% | 2022
VEC | Sheldon | Solar | Net-Metering | 6 | Active | 4478300% | 4472600% | 2022
VEC | Underhill | Solar | Net-Metering | 10 | Active | 4486000% | 4472200% | 2022
VEC | Alburgh | Solar | Net-Metering | 7.6 | Active | 4476700% | 4472500% | 2022
VEC | Sheldon | Solar | Net-Metering | 12 | Active | 4475700% | 4472500% | 2022
VEC | Williston | Solar | Net-Metering | 6 | Active | 4477800% | 4472200% | 2022
VEC | Jericho | Solar | Net-Metering | 6.19 | Active | 4481200% | 4472100% | 2022
VEC | Charleston | Solar | Net-Metering | 7.6 | Active | 4477100% | 4472100% | 2022
VEC | North Hero | Solar | Net-Metering | 11.4 | Active | 4490800% | 4471900% | 2022
VEC | Craftsbury | Solar | Net-Metering | 9.72 | Active | 4476400% | 4471800% | 2022
VEC | Jericho | Solar | Net-Metering | 3.8 | Active | 4475000% | 4471900% | 2022
VEC | Charleston | Solar | Net-Metering | 7.6 | Active | 4476900% | 4470600% | 2022
VEC | Irasburg | Solar | Net-Metering | 5 | Active | 4485200% | 4471200% | 2022
VEC | Newport City | Solar | Net-Metering | 6 | Active | 4474200% | 4471300% | 2022
VEC | NEWPORT TOWN | Solar | Net-Metering | 6 | Active | 4474000% | 4471300% | 2022
VEC | Holland | Solar | Net-Metering | 7.6 | Active | 4475700% | 4471300% | 2022
VEC | Grand Isle | Solar | Net-Metering | 3.8 | Active | 4473600% | 4471200% | 2022
VEC | Alburgh | Solar | Net-Metering | 7.6 | Active | 4475000% | 4471200% | 2022
VEC | Alburgh | Solar | Net-Metering | 7.97 | Active | 4479700% | 4470800% | 2022
VEC | Jericho | Solar | Net-Metering | 7.08 | Active | 4474200% | 4470100% | 2022
VEC | Grand Isle | Solar | Net-Metering | 6 | Active | 4475600% | 4470600% | 2022
VEC | Georgia | Solar | Net-Metering | 15 | Active | 4486200% | 4470500% | 2022
VEC | Bolton | Solar | Net-Metering | 8.3 | Active | 4479600% | 4470500% | 2022
VEC | Stowe | Solar | Net-Metering | 15 | Active | 4483100% | 4470400% | 2022
VEC | North Hero | Solar | Net-Metering | 10.325 | Active | 4478500% | 4470400% | 2022
VEC | Craftsbury | Solar | Net-Metering | 7.6 | Active | 4489700% | 4470400% | 2022
VEC | Swanton | Solar | Net-Metering | 8.4 | Active | 4477800% | 4470000% | 2022
VEC | Fletcher | Solar | Net-Metering | 10 | Active | 4474200% | 4470400% | 2022
VEC | Underhill | Solar | Net-Metering | 5 | Active | 4477000% | 4469800% | 2022
VEC | Craftsbury | Solar | Net-Metering | 7.2 | Active | 4479900% | 4469800% | 2022
VEC | Derby | Solar | Net-Metering | 11.88 | Active | 4480400% | 4469800% | 2022
VEC | Enosburgh | Solar | Net-Metering | 10 | Active | 4488300% | 4469800% | 2022
VEC | Albany | Solar | Net-Metering | 6 | Active | 4479700% | 4469800% | 2022
VEC | Richmond | Solar | Net-Metering | 10.32 | Active | 4470600% | 4469700% | 2022
VEC | South Hero | Solar | Net-Metering | 50 | Active | 4478400% | 4469200% | 2022
VEC | FAIRFIELD | Solar | Net-Metering | 3.8 | Active | 4472200% | 4469200% | 2022
VEC | Newport Town | Solar | Net-Metering | 7.6 | Active | 4477000% | 4469200% | 2022
VEC | Underhill | Solar | Net-Metering | 9.8 | Active | 4472200% | 4469200% | 2022
VEC | Essex | Solar | Net-Metering | 7.5 | Active | 4481900% | 4469100% | 2022
VEC | Hinesburg | Solar | Net-Metering | 2.95 | Active | 4476300% | 4468000% | 2022
VEC | Hinesburg | Solar | Net-Metering | 6.9 | Active | 4476400% | 4469100% | 2022
VEC | Hyde Park | Solar | Net-Metering | 7.6 | Active | 4473600% | 4469100% | 2022
VEC | Cambridge | Solar | Net-Metering | 8.85 | Active | 4478400% | 4469000% | 2022
VEC | Grand Isle | Solar | Net-Metering | 24.9 | Active | 4478500% | 4468700% | 2022
VEC | Morgan | Solar | Net-Metering | 5.56 | Active | 4472700% | 4468700% | 2022
VEC | Newport Town | Solar | Net-Metering | 8.1 | Active | 4490700% | 4468600% | 2022
VEC | Highgate | Solar | Net-Metering | 10 | Active | 4473200% | 4468600% | 2022
VEC | Fairfield | Solar | Net-Metering | 6 | Active | 4480600% | 4468400% | 2022
VEC | Coventry | Solar | Net-Metering | 7.68 | Active | 4473200% | 4468400% | 2022
VEC | Huntington | Solar | Net-Metering | 7.6 | Active | 4475700% | 4468400% | 2022
VEC | Fairfield | Solar | Net-Metering | 7.6 | Active | 4471200% | 4468000% | 2022
VEC | Newport City | Solar | Net-Metering | 3.8 | Active | 4470800% | 4468000% | 2022
VEC | Westford | Solar | Net-Metering | 7.4 | Active | 4475700% | 4467600% | 2022
VEC | Franklin | Solar | Net-Metering | 6 | Active | 4475000% | 4467600% | 2022
VEC | South Hero | Solar | Net-Metering | 10 | Active | 4476800% | 4467100% | 2022
VEC | Newport City | Solar | Net-Metering | 5.9 | Active | 4481300% | 4467100% | 2022
VEC | FAIRFAX | Solar | Net-Metering | 7.32 | Active | 4480400% | 4466900% | 2022
VEC | Albany | Solar | Net-Metering | 8 | Active | 4469900% | 4466900% | 2022
VEC | Westford | Solar | Net-Metering | 7.6 | Active | 4471200% | 4466600% | 2022
VEC | Jericho | Solar | Net-Metering | 10 | Active | 4482700% | 4466500% | 2022
VEC | Grand Isle | Solar | Net-Metering | 5.61 | Active | 4473200% | 4466500% | 2022
VEC | Hinesburg | Solar | Net-Metering | 15.64 | Active | 4484000% | 4466300% | 2022
VEC | Newport Town | Solar | Net-Metering | 7.97 | Active | 4470600% | 4466300% | 2022
VEC | Williston | Solar | Net-Metering | 10 | Active | 4469100% | 4465900% | 2022
VEC | Lowell | Solar | Net-Metering | 9 | Active | 4478500% | 4465600% | 2022
VEC | North Hero | Solar | Net-Metering | 6 | Active | 4470800% | 4465600% | 2022
VEC | Grand Isle | Solar | Net-Metering | 10 | Active | 4472900% | 4465600% | 2022
VEC | North Hero | Solar | Net-Metering | 8.55 | Active | 4480400% | 4465200% | 2022
VEC | Jericho | Solar | Net-Metering | 5.9 | Active | 4473200% | 4465200% | 2022
VEC | Derby | Solar | Net-Metering | 5.76 | Active | 4472200% | 4465100% | 2022
VEC | Newport Town | Solar | Net-Metering | 12 | Active | 4475500% | 4464900% | 2022
VEC | South Hero | Solar | Net-Metering | 7.68 | Active | 4468000% | 4465000% | 2022
VEC | Newport City | Solar | Net-Metering | 6 | Active | 4467800% | 4464800% | 2022
VEC | Glover | Solar | Net-Metering | 3.5 | Active | 4468000% | 4464900% | 2022
VEC | Grand Isle | Solar | Net-Metering | 5.76 | Active | 4468000% | 4464900% | 2022
VEC | South Hero | Solar | Net-Metering | 5.1 | Active | 4470800% | 4464800% | 2022
VEC | Fairfax | Solar | Net-Metering | 7.8 | Active | 4479900% | 4464300% | 2022
VEC | Fairfax | Solar | Net-Metering | 15.05 | Active | 4483800% | 4464100% | 2022
VEC | Newport Town | Solar | Net-Metering | 7.6 | Active | 4467100% | 4463600% | 2022
VEC | Williston | Solar | Net-Metering | 6 | Active | 4470500% | 4463400% | 2022
VEC | Essex | Solar | Net-Metering | 9.44 | Active | 4466900% | 4463100% | 2022
VEC | JAY | Solar | Net-Metering | 10.8 | Active | 4485200% | 4463000% | 2022
VEC | Craftsbury | Solar | Net-Metering | 5 | Active | 4481900% | 4462900% | 2022
VEC | Franklin | Solar | Net-Metering | 12 | Active | 4475300% | 4462800% | 2022
VEC | Jericho | Solar | Net-Metering | 2.32 | Active | 4470600% | 4462300% | 2022
VEC | North Hero | Solar | Net-Metering | 3.84 | Active | 4465100% | 4461700% | 2022
VEC | Shelburne | Solar | Net-Metering | 7.6 | Active | 4471800% | 4461000% | 2022
VEC | Hinesburg | Solar | Net-Metering | 7.6 | Active | 4464100% | 4461400% | 2022
VEC | Alburgh | Solar | Net-Metering | 10 | Active | 4464200% | 4461400% | 2022
VEC | Franklin | Solar | Net-Metering | 6 | Active | 4473900% | 4460900% | 2022
VEC | Morgan | Solar | Net-Metering | 5.76 | Active | 4482500% | 4460600% | 2022
VEC | Underhill | Solar | Net-Metering | 6.19 | Active | 4465100% | 4460000% | 2022
VEC | Belvidere | Solar | Net-Metering | 3.8 | Active | 4465000% | 4460000% | 2022
VEC | Lowell | Solar | Net-Metering | 6 | Active | 4474200% | 4459600% | 2022
VEC | Jericho | Solar | Net-Metering | 12.39 | Active | 4464200% | 4459400% | 2022
VEC | Belvidere | Solar | Net-Metering | 7.7 | Active | 4482300% | 4458800% | 2022
VEC | Troy | Solar | Net-Metering | 7.08 | Active | 4461000% | 4458700% | 2022
VEC | Westford | Solar | Net-Metering | 14.64 | Active | 4471500% | 4458600% | 2022
VEC | Irasburg | Solar | Net-Metering | 10 | Active | 4462000% | 4458500% | 2022
VEC | Hinesburg | Solar | Net-Metering | 8.26 | Active | 4460700% | 4458100% | 2022
VEC | Grand Isle | Solar | Net-Metering | 6 | Active | 4462000% | 4457900% | 2022
VEC | Cambridge | Solar | Net-Metering | 10 | Active | 4470500% | 4458800% | 2022
VEC | JAY | Solar | Net-Metering | 8.85 | Active | 4460700% | 4457300% | 2022
VEC | Newport City | Solar | Net-Metering | 9.72 | Active | 4466900% | 4457500% | 2022
VEC | North Hero | Solar | Net-Metering | 6 | Active | 4462000% | 4457500% | 2022
VEC | Sheldon | Solar | Net-Metering | 7.6 | Active | 4462000% | 4457200% | 2022
VEC | Isle La Motte | Solar | Net-Metering | 9.8 | Active | 4460100% | 4456800% | 2022
VEC | South Hero | Solar | Net-Metering | 7.6 | Active | 4471200% | 4456800% | 2022
VEC | Jay | Solar | Net-Metering | 6 | Active | 4488000% | 4456600% | 2022
VEC | Hinesburg | Solar | Net-Metering | 8.55 | Active | 0% | 4456500% | 1900
VEC | Richmond | Solar | Net-Metering | 7.7 | Active | 4480600% | 4456500% | 2022
VEC | Huntington | Solar | Net-Metering | 7.96 | Active | 4462000% | 4455800% | 2022
VEC | Huntington | Solar | Net-Metering | 5.9 | Active | 4468000% | 4455100% | 2022
VEC | Grand Isle | Solar | Net-Metering | 6 | Active | 4474100% | 4455000% | 2022
VEC | Fairfield | Solar | Net-Metering | 6 | Active | 4473900% | 4454600% | 2022
VEC | Essex Junction | Solar | Net-Metering | 7.6 | Active | 4457200% | 4454600% | 2022
VEC | South Hero | Solar | Net-Metering | 11.52 | Active | 4459200% | 4454600% | 2022
VEC | JAY | Solar | Net-Metering | 6 | Active | 4458200% | 4454600% | 2022
VEC | Troy | Solar | Net-Metering | 6 | Active | 4474800% | 4454600% | 2022
VEC | Newport City | Solar | Net-Metering | 9.44 | Active | 4489300% | 4453900% | 2022
VEC | North Hero | Solar | Net-Metering | 12.98 | Active | 4488300% | 4453900% | 2022
VEC | Williston | Solar | Net-Metering | 4.72 | Active | 4469100% | 4453800% | 2022
VEC | Huntington | Solar | Net-Metering | 7.38 | Active | 4468000% | 4453900% | 2022
VEC | Newport Town | Solar | Net-Metering | 33.92 | Active | 4467000% | 4453300% | 2022
VEC | Richmond | Solar | Net-Metering | 10.62 | Active | 4476200% | 4453200% | 2022
VEC | Richmond | Solar | Net-Metering | 5.9 | Active | 4456100% | 4453300% | 2021
VEC | Swanton | Solar | Net-Metering | 7.6 | Active | 4472700% | 4453200% | 2022
VEC | Milton | Solar | Net-Metering | 9.8 | Active | 4457100% | 4452600% | 2022
VEC | South Hero | Solar | Net-Metering | 15.2 | Active | 4464300% | 4451900% | 2022
VEC | Georgia | Solar | Net-Metering | 7.6 | Active | 4457100% | 4451900% | 2022
VEC | Swanton | Solar | Net-Metering | 9.73 | Active | 4459200% | 4451800% | 2022
VEC | South Hero | Solar | Net-Metering | 8.26 | Active | 4469100% | 4451800% | 2022
VEC | Montgomery | Solar | Net-Metering | 30.74 | Active | 4465500% | 4451700% | 2022
VEC | Essex | Solar | Net-Metering | 7.7 | Active | 4472200% | 4451200% | 2022
VEC | Newport City | Solar | Net-Metering | 7.6 | Active | 4455400% | 4451200% | 2021
VEC | Derby | Solar | Net-Metering | 6 | Active | 4467300% | 4451200% | 2022
VEC | Jericho | Solar | Net-Metering | 6 | Active | 4455400% | 4451200% | 2021
VEC | North Hero | Solar | Net-Metering | 6 | Active | 4454500% | 4450900% | 2021
VEC | Hinesburg | Solar | Net-Metering | 7.92 | Active | 4468000% | 4450400% | 2022
VEC | Richmond | Solar | Net-Metering | 4.13 | Active | 4461500% | 4450400% | 2022
VEC | Fairfield | Solar | Net-Metering | 7.6 | Active | 4453700% | 4450200% | 2021
VEC | Highgate | Solar | Net-Metering | 8.78 | Active | 4469200% | 4450200% | 2022
VEC | Highgate | Solar | Net-Metering | 11.4 | Active | 4456700% | 4450200% | 2022
VEC | Franklin | Solar | Net-Metering | 7.68 | Active | 4457100% | 4448900% | 2022
VEC | Newport Town | Solar | Net-Metering | 9.8 | Active | 4458100% | 4448900% | 2022
VEC | Coventry | Solar | Net-Metering | 10 | Active | 4474900% | 4448800% | 2022
VEC | Jay | Solar | Net-Metering | 11.51 | Active | 4465900% | 4448800% | 2022
VEC | Coventry | Solar | Net-Metering | 6 | Active | 4452200% | 4448100% | 2021
VEC | Grand Isle | Solar | Net-Metering | 4.8 | Active | 4452200% | 4448100% | 2021
VEC | SWANTON | Solar | Net-Metering | 9.8 | Active | 4451200% | 4448100% | 2021
VEC | Brighton | Solar | Net-Metering | 5 | Active | 4451100% | 4447300% | 2021
VEC | Highgate | Solar | Net-Metering | 7.6 | Active | 4450500% | 4441800% | 2021
VEC | Sheldon | Solar | Net-Metering | 12 | Active | 4453200% | 4447400% | 2021
VEC | Underhill | Solar | Net-Metering | 7.67 | Active | 4454000% | 4443500% | 2021
VEC | Newport City | Solar | Net-Metering | 3.04 | Active | 4458900% | 4443500% | 2022
VEC | Cambridge | Solar | Net-Metering | 6.79 | Active | 4456000% | 4438600% | 2021
VEC | Eden | Solar | Net-Metering | 6.2 | Active | 4448900% | 4443500% | 2021
VEC | Derby | Solar | Net-Metering | 15.36 | Active | 4458200% | 4439800% | 2022
VEC | Fairfax | Solar | Net-Metering | 7.6 | Active | 4447700% | 4442700% | 2021
VEC | Underhill | Solar | Net-Metering | 5.86 | Active | 4448000% | 4439900% | 2021
VEC | Guildhall | Solar | Net-Metering | 7.6 | Active | 4449100% | 4446300% | 2021
VEC | Westford | Solar | Net-Metering | 9.8 | Active | 4449800% | 4445600% | 2021
VEC | Richmond | Solar | Net-Metering | 13.6 | Active | 4449800% | 4446000% | 2021
VEC | Grand Isle | Solar | Net-Metering | 11.4 | Active | 4454500% | 4446600% | 2021
VEC | Sheldon | Solar | Net-Metering | 7.6 | Active | 4450500% | 4444100% | 2021
VEC | Morgan | Solar | Net-Metering | 3.8 | Active | 4449400% | 4445200% | 2021
VEC | Franklin | Solar | Net-Metering | 5.76 | Active | 4450500% | 4444700% | 2021
VEC | NEWPORT CITY | Solar | Net-Metering | 7.68 | Active | 4449400% | 4444700% | 2021
VEC | Troy | Solar | Net-Metering | 4.8 | Active | 4448400% | 4444600% | 2021
VEC | Isle La Motte | Solar | Net-Metering | 3.8 | Active | 4465500% | 4444100% | 2022
VEC | Westford | Solar | Net-Metering | 10.62 | Active | 4445500% | 4440000% | 2021
VEC | Holland | Solar | Net-Metering | 15 | Active | 4462000% | 4443900% | 2022
VEC | Fairfax | Solar | Net-Metering | 14.28 | Active | 4453000% | 4443800% | 2021
VEC | Richmond | Solar | Net-Metering | 14.16 | Active | 4473200% | 4443900% | 2022
VEC | Essex | Solar | Net-Metering | 6.49 | Active | 4454500% | 4443300% | 2021
VEC | Essex | Solar | Net-Metering | 7.6 | Active | 4466900% | 4443900% | 2022
VEC | Morgan | Solar | Net-Metering | 15 | Active | 4458200% | 4443900% | 2022
VEC | Holland | Solar | Net-Metering | 15 | Active | 4461700% | 4443900% | 2022
VEC | Holland | Solar | Net-Metering | 15 | Active | 4458200% | 4443900% | 2022
VEC | Holland | Solar | Net-Metering | 15 | Active | 4458200% | 4443900% | 2022
VEC | Morgan | Solar | Net-Metering | 15 | Active | 4462000% | 4443900% | 2022
VEC | Albany | Solar | Net-Metering | 8.3 | Active | 4451500% | 4443900% | 2021
VEC | Cambridge | Solar | Net-Metering | 8.85 | Active | 4449100% | 4443900% | 2021
VEC | Derby | Solar | Net-Metering | 15 | Active | 4462000% | 4443900% | 2022
VEC | Derby | Solar | Net-Metering | 15 | Active | 4458900% | 4443900% | 2022
VEC | Jericho | Solar | Net-Metering | 5.01 | Active | 4457200% | 4443900% | 2022
VEC | Williston | Solar | Net-Metering | 2.95 | Active | 4469700% | 4443900% | 2022
VEC | Albany | Solar | Net-Metering | 7.7 | Active | 4479500% | 4443900% | 2022
VEC | Underhill | Solar | Net-Metering | 13.18 | Active | 4467200% | 4443900% | 2022
VEC | Jay | Solar | Net-Metering | 14.64 | Active | 4476200% | 4443900% | 2022
VEC | Jericho | Solar | Net-Metering | 9.15 | Active | 4454300% | 4443800% | 2021
VEC | Albany | Solar | Net-Metering | 8 | Active | 4450100% | 4443800% | 2021
VEC | Underhill | Solar | Net-Metering | 8.26 | Active | 4472000% | 4443800% | 2022
VEC | St. Albans City | Solar | Net-Metering | 15 | Active | 4453200% | 4443900% | 2021
VEC | Huntington | Solar | Net-Metering | 10 | Active | 4468000% | 4443800% | 2022
VEC | Williston | Solar | Net-Metering | 6.19 | Active | 4473500% | 4443800% | 2022
VEC | Jericho | Solar | Net-Metering | 3.54 | Active | 4453600% | 4443800% | 2021
VEC | Williston | Solar | Net-Metering | 11.51 | Active | 4464100% | 4443800% | 2022
VEC | Underhill | Solar | Net-Metering | 9.88 | Active | 4486800% | 4443800% | 2022
VEC | Glover | Solar | Net-Metering | 50 | Active | 4489400% | 4443100% | 2022
VEC | Waterville | Solar | Net-Metering | 10.7 | Active | 4471500% | 4443800% | 2022
VEC | Richmond | Solar | Net-Metering | 4.42 | Active | 4467700% | 4443800% | 2022
VEC | Enosburgh | Solar | Net-Metering | 10.33 | Active | 4465000% | 4443800% | 2022
VEC | Essex | Solar | Net-Metering | 7.7 | Active | 4471200% | 4443800% | 2022
VEC | Isle La Motte | Solar | Net-Metering | 7.96 | Active | 4451500% | 4443500% | 2021
VEC | Johnson | Solar | Net-Metering | 9.44 | Active | 4458800% | 4443400% | 2022
VEC | Williston | Solar | Net-Metering | 5.31 | Active | 4457800% | 4443200% | 2022
VEC | Newport Town | Solar | Net-Metering | 6 | Active | 4453700% | 4442700% | 2021
VEC | Enosburgh | Solar | Net-Metering | 5.9 | Active | 4455100% | 4443400% | 2021
VEC | Newport City | Solar | Net-Metering | 11.4 | Active | 4450200% | 4442800% | 2021
VEC | Huntington | Solar | Net-Metering | 8.85 | Active | 4468700% | 4443400% | 2022
VEC | Newport Town | Solar | Net-Metering | 13.28 | Active | 4450500% | 4443400% | 2021
VEC | Huntington | Solar | Net-Metering | 6.2 | Active | 4450900% | 4443200% | 2021
VEC | Richmond | Solar | Net-Metering | 7.08 | Active | 4445300% | 4442700% | 2021
VEC | South Hero | Solar | Net-Metering | 8.85 | Active | 4451900% | 4443400% | 2021
VEC | Highgate | Solar | Net-Metering | 52.8 | Active | 4448900% | 4409100% | 2021
VEC | Highgate | Solar | Net-Metering | 22.8 | Active | 4448800% | 4409100% | 2021
VEC | Alburgh | Solar | Net-Metering | 13.36 | Active | 4458200% | 4442500% | 2022
VEC | Fairfax | Solar | Net-Metering | 4 | Active | 4462700% | 4442600% | 2022
VEC | Coventry | Solar | Net-Metering | 13.6 | Active | 4447400% | 4442600% | 2021
VEC | Westfield | Solar | Net-Metering | 10.03 | Active | 4464500% | 4442500% | 2022
VEC | Troy | Solar | Net-Metering | 6 | Active | 4448400% | 4442100% | 2021
VEC | Newport Town | Solar | Net-Metering | 6 | Active | 4446000% | 4442100% | 2021
VEC | Cambridge | Solar | Net-Metering | 3.8 | Active | 4446000% | 4442000% | 2021
VEC | Stowe | Solar | Net-Metering | 6.3 | Active | 4465500% | 4442000% | 2022
VEC | Troy | Solar | Net-Metering | 7.68 | Active | 4452200% | 4442100% | 2021
VEC | Derby | Solar | Net-Metering | 5.76 | Active | 4446900% | 4442000% | 2021
VEC | Berkshire | Solar | Net-Metering | 14.7 | Active | 4468000% | 4442500% | 2022
VEC | Glover | Solar | Net-Metering | 75 | Active | 4491400% | 4442500% | 2022
VEC | Albany | Solar | Net-Metering | 5.61 | Active | 4448100% | 4441400% | 2021
VEC | Westfield | Solar | Net-Metering | 6 | Active | 4448200% | 4440700% | 2021
VEC | JAY | Solar | Net-Metering | 11.71 | Active | 4448900% | 4441100% | 2021
VEC | Charleston | Solar | Net-Metering | 3.84 | Active | 4448400% | 4440700% | 2021
VEC | Derby | Solar | Net-Metering | 7.68 | Active | 4457800% | 4441100% | 2022
VEC | HIGHGATE | Solar | Net-Metering | 7.6 | Active | 4446900% | 4441100% | 2021
VEC | Derby | Solar | Net-Metering | 5.86 | Active | 4448100% | 4441100% | 2021
VEC | Derby | Solar | Net-Metering | 6 | Active | 4450500% | 4441200% | 2021
VEC | Berkshire | Solar | Net-Metering | 5 | Active | 4446700% | 4439700% | 2021
VEC | Coventry | Solar | Net-Metering | 3.84 | Active | 4446200% | 4440300% | 2021
VEC | South Hero | Solar | Net-Metering | 8.78 | Active | 4445400% | 4440600% | 2021
VEC | Fairfield | Solar | Net-Metering | 10.98 | Active | 4446900% | 4440300% | 2021
VEC | Williston | Solar | Net-Metering | 6 | Active | 4462400% | 4440000% | 2022
VEC | Williston | Solar | Net-Metering | 14 | Active | 4448300% | 4440600% | 2021
VEC | Berkshire | Solar | Net-Metering | 9.8 | Active | 4446100% | 4439600% | 2021
VEC | Williston | Solar | Net-Metering | 7.7 | Active | 4447000% | 4439700% | 2021
VEC | Essex | Solar | Net-Metering | 7.6 | Active | 4446700% | 4439700% | 2021
VEC | South Hero | Solar | Net-Metering | 7.6 | Active | 4443300% | 4439700% | 2021
VEC | Montgomery | Solar | Net-Metering | 12 | Active | 4446700% | 4439700% | 2021
VEC | Troy | Solar | Net-Metering | 9.6 | Active | 4449800% | 4439200% | 2021
VEC | Cambridge | Solar | Net-Metering | 10.62 | Active | 4446700% | 4439200% | 2021
VEC | Irasburg | Solar | Net-Metering | 7.6 | Active | 4448100% | 4439300% | 2021
VEC | WHEELOCK | Solar | Net-Metering | 10.7 | Active | 4469400% | 4438900% | 2022
VEC | Holland | Solar | Net-Metering | 9.6 | Active | 4448400% | 4438900% | 2021
VEC | Morgan | Solar | Net-Metering | 7.68 | Active | 4451200% | 4438900% | 2021
VEC | Fairfax | Solar | Net-Metering | 7.68 | Active | 4446000% | 4438900% | 2021
VEC | Westfield | Solar | Net-Metering | 7.6 | Active | 4445400% | 4438500% | 2021
VEC | Alburgh | Solar | Net-Metering | 6 | Active | 4440400% | 4438600% | 2021
VEC | South Hero | Solar | Net-Metering | 7.6 | Active | 4450500% | 4439100% | 2021
VEC | Stowe | Solar | Net-Metering | 7.32 | Active | 4443400% | 4438600% | 2021
VEC | Derby | Solar | Net-Metering | 9.8 | Active | 4444200% | 4437600% | 2021
VEC | Derby | Solar | Net-Metering | 6 | Active | 4444200% | 4438400% | 2021
VEC | Grand Isle | Solar | Net-Metering | 7.68 | Active | 4444600% | 4437600% | 2021
VEC | Derby | Solar | Net-Metering | 9.8 | Active | 4444200% | 4438400% | 2021
VEC | Fairfax | Solar | Net-Metering | 7.6 | Active | 4446000% | 4437600% | 2021
VEC | Troy | Solar | Net-Metering | 7.68 | Active | 4446100% | 4437600% | 2021
VEC | Albany | Solar | Net-Metering | 12 | Active | 4446000% | 4437700% | 2021
VEC | North Hero | Solar | Net-Metering | 6 | Active | 4454300% | 4442000% | 2021
VEC | Morgan | Solar | Net-Metering | 9.8 | Active | 4445400% | 4437900% | 2021
VEC | Irasburg | Solar | Net-Metering | 9.8 | Active | 4448400% | 4437900% | 2021
VEC | Montgomery | Solar | Net-Metering | 15 | Active | 4471200% | 4438300% | 2022
VEC | Newport Town | Solar | Net-Metering | 12 | Active | 4446000% | 4437600% | 2021
VEC | Highgate | Solar | Net-Metering | 11 | Active | 4442600% | 4437900% | 2021
VEC | Glover | Solar | Net-Metering | 10 | Active | 4443300% | 4437100% | 2021
VEC | Cambridge | Solar | Net-Metering | 5 | Active | 4442700% | 4437000% | 2021
VEC | Newport Town | Solar | Net-Metering | 6.2 | Active | 4443100% | 4436800% | 2021
VEC | Richford | Solar | Net-Metering | 5.31 | Active | 4447000% | 4437100% | 2021
VEC | Charleston | Solar | Net-Metering | 7.68 | Active | 4443400% | 4437200% | 2021
VEC | Franklin | Solar | Net-Metering | 9.6 | Active | 4439800% | 4436500% | 2021
VEC | Derby | Solar | Net-Metering | 11.14 | Active | 4450500% | 4436300% | 2021
VEC | Newport Town | Solar | Net-Metering | 9.44 | Active | 4440600% | 4436200% | 2021
VEC | Bakersfield | Solar | Net-Metering | 6 | Active | 4444200% | 4435500% | 2021
VEC | South Hero | Solar | Net-Metering | 7.67 | Active | 4447000% | 4435800% | 2021
VEC | Newport Town | Solar | Net-Metering | 12 | Active | 4446100% | 4436200% | 2021
VEC | Newport City | Solar | Net-Metering | 11.52 | Active | 4444200% | 4436200% | 2021
VEC | Westford | Solar | Net-Metering | 9 | Active | 4448300% | 4435800% | 2021
VEC | Richmond | Solar | Net-Metering | 6 | Active | 4443300% | 4436200% | 2021
VEC | Craftsbury | Solar | Net-Metering | 4.13 | Active | 4443900% | 4436100% | 2021
VEC | Bakersfield | Solar | Net-Metering | 7.08 | Active | 4440000% | 4436200% | 2021
VEC | Glover | Solar | Net-Metering | 9.8 | Active | 4441100% | 4435100% | 2021
VEC | Derby | Solar | Net-Metering | 6 | Active | 4441400% | 4435500% | 2021
VEC | Franklin | Solar | Net-Metering | 15 | Active | 4453700% | 4435500% | 2021
VEC | Canaan | Solar | Net-Metering | 41.36 | Active | 4439900% | 4434400% | 2021
VEC | Derby | Solar | Net-Metering | 7.6 | Active | 4438400% | 4434300% | 2021
VEC | Derby | Solar | Net-Metering | 7.68 | Active | 4439100% | 4434900% | 2021
VEC | Williston | Solar | Net-Metering | 15.2 | Active | 4441300% | 4434900% | 2021
VEC | Williston | Solar | Net-Metering | 6.2 | Active | 4437700% | 4433500% | 2021
VEC | South Hero | Solar | Net-Metering | 13.28 | Active | 4437700% | 4433600% | 2021
VEC | St. George | Solar | Net-Metering | 6.49 | Active | 4436300% | 4433600% | 2021
VEC | Newport City | Solar | Net-Metering | 9.6 | Active | 4439700% | 4433700% | 2021
VEC | Underhill | Solar | Net-Metering | 5.92 | Active | 4437700% | 4433500% | 2021
VEC | Fairfield | Solar | Net-Metering | 10.25 | Active | 4440400% | 4433400% | 2021
VEC | Johnson | Solar | Net-Metering | 7.6 | Active | 4437700% | 4433000% | 2021
VEC | Brighton | Solar | Net-Metering | 7.32 | Active | 4435100% | 4433000% | 2021
VEC | North Hero | Solar | Net-Metering | 10.25 | Active | 4443100% | 4433000% | 2021
VEC | North Hero | Solar | Net-Metering | 10 | Active | 4454300% | 4432700% | 2021
VEC | Richmond | Solar | Net-Metering | 6 | Active | 4444200% | 4432600% | 2021
VEC | EDEN | Solar | Net-Metering | 15 | Active | 4441000% | 4432600% | 2021
VEC | Jericho | Solar | Net-Metering | 7.08 | Active | 4437700% | 4432300% | 2021
VEC | Westfield | Solar | Net-Metering | 7.6 | Active | 4436900% | 4432200% | 2021
VEC | Newport Town | Solar | Net-Metering | 11.4 | Active | 4439000% | 4432000% | 2021
VEC | Richmond | Solar | Net-Metering | 5.61 | Active | 4437700% | 4432300% | 2021
VEC | Troy | Solar | Net-Metering | 6 | Active | 4446000% | 4430800% | 2021
VEC | Westfield | Solar | Net-Metering | 5.76 | Active | 4435100% | 4431600% | 2021
VEC | Fairfax | Solar | Net-Metering | 6 | Active | 4437800% | 4431200% | 2021
VEC | Irasburg | Solar | Net-Metering | 10.56 | Active | 4434000% | 4430600% | 2021
VEC | Newport Town | Solar | Net-Metering | 6 | Active | 4434800% | 4430700% | 2021
VEC | Williston | Solar | Net-Metering | 7.7 | Active | 4443900% | 4430800% | 2021
VEC | North Hero | Solar | Net-Metering | 7.6 | Active | 4443900% | 4431600% | 2021
VEC | Enosburgh | Solar | Net-Metering | 3.54 | Active | 4445400% | 4430200% | 2021
VEC | Newport City | Solar | Net-Metering | 6 | Active | 4433000% | 4430100% | 2021
VEC | Underhill | Solar | Net-Metering | 5.9 | Active | 4443100% | 4430200% | 2021
VEC | Richmond | Solar | Net-Metering | 11.51 | Active | 4433700% | 4430500% | 2021
VEC | Franklin | Solar | Net-Metering | 5.76 | Active | 4431200% | 4428400% | 2021
VEC | Westford | Solar | Net-Metering | 9.15 | Active | 4434900% | 4429200% | 2021
VEC | Derby | Solar | Net-Metering | 11.52 | Active | 4437700% | 4429400% | 2021
VEC | Williston | Solar | Net-Metering | 12.48 | Active | 4432700% | 4429800% | 2021
VEC | Johnson | Solar | Net-Metering | 5 | Active | 4438900% | 4428400% | 2021
VEC | Westfield | Solar | Net-Metering | 7.68 | Active | 4441300% | 4429200% | 2021
VEC | Huntington | Solar | Net-Metering | 13.44 | Active | 4443900% | 4429800% | 2021
VEC | Troy | Solar | Net-Metering | 6 | Active | 4433500% | 4430000% | 2021
VEC | Richmond | Solar | Net-Metering | 18.29 | Active | 4434100% | 4428800% | 2021
VEC | Franklin | Solar | Net-Metering | 27 | Active | 4431400% | 4427200% | 2021
VEC | Eden | Solar | Net-Metering | 4.08 | Active | 4430600% | 4427200% | 2021
VEC | Grand Isle | Solar | Net-Metering | 4.13 | Active | 4432300% | 4428100% | 2021
VEC | Westford | Solar | Net-Metering | 12.53 | Active | 4435500% | 4428100% | 2021
VEC | SOUTH HERO | Solar | Net-Metering | 6.49 | Active | 4430600% | 4427800% | 2021
VEC | St. George | Solar | Net-Metering | 10.62 | Active | 4431500% | 4426000% | 2021
VEC | Alburgh | Solar | Net-Metering | 3.6 | Active | 4429900% | 4426400% | 2021
VEC | Westfield | Solar | Net-Metering | 13.2 | Active | 4431200% | 4426400% | 2021
VEC | Morristown | Solar | Net-Metering | 8.64 | Active | 4434400% | 4427000% | 2021
VEC | Troy | Solar | Net-Metering | 5 | Active | 4441000% | 4426000% | 2021
VEC | Essex | Solar | Net-Metering | 4.8 | Active | 4429500% | 4426000% | 2021
VEC | Richmond | Solar | Net-Metering | 8.85 | Active | 4428500% | 4425900% | 2021
VEC | Glover | Solar | Net-Metering | 5.76 | Active | 4436900% | 4425100% | 2021
VEC | Derby | Solar | Net-Metering | 5.76 | Active | 4438400% | 4425800% | 2021
VEC | Guildhall | Solar | Net-Metering | 2.88 | Active | 4428500% | 4423100% | 2021
VEC | Highgate | Solar | Net-Metering | 11.52 | Active | 4427000% | 4423100% | 2021
VEC | Newport Town | Solar | Net-Metering | 5.76 | Active | 4444200% | 4423600% | 2021
VEC | Troy | Solar | Net-Metering | 3.6 | Active | 4427300% | 4423600% | 2021
VEC | Underhill | Solar | Net-Metering | 4.32 | Active | 4433500% | 4422900% | 2021
VEC | Montgomery | Solar | Net-Metering | 30 | Active | 4475500% | 4443900% | 2022
VEC | Cambridge | Solar | Net-Metering | 13.7 | Active | 4443900% | 4422800% | 2021
VEC | Newport Town | Solar | Net-Metering | 5.9 | Active | 4440000% | 4422800% | 2021
VEC | South Hero | Solar | Net-Metering | 12.1 | Active | 4432700% | 4422800% | 2021
VEC | Westford | Solar | Net-Metering | 8.85 | Active | 4426600% | 4422800% | 2021
VEC | jay | Solar | Net-Metering | 10.7 | Active | 4438600% | 4422800% | 2021
VEC | Morgan | Solar | Net-Metering | 6.73 | Active | 4440500% | 4422800% | 2021
VEC | Williston | Solar | Net-Metering | 11.5 | Active | 4434200% | 4422800% | 2021
VEC | Williston | Solar | Net-Metering | 10.53 | Active | 4435100% | 4422800% | 2021
VEC | Craftsbury | Solar | Net-Metering | 7.6 | Active | 4434300% | 4422800% | 2021
VEC | Richford | Solar | Net-Metering | 10.62 | Active | 4433700% | 4422800% | 2021
VEC | Stowe | Solar | Net-Metering | 9.15 | Active | 4444200% | 4422800% | 2021
VEC | Craftsbury | Solar | Net-Metering | 15 | Active | 4440700% | 4422400% | 2021
VEC | Fairfax | Solar | Net-Metering | 9.44 | Active | 4434800% | 4422400% | 2021
VEC | Grand Isle | Solar | Net-Metering | 7.08 | Active | 4436300% | 4422500% | 2021
VEC | Richmond | Solar | Net-Metering | 5 | Active | 4450200% | 4422800% | 2021
VEC | Richmond | Solar | Net-Metering | 7.08 | Active | 4439000% | 4422200% | 2021
VEC | Morristown | Solar | Net-Metering | 6 | Active | 4435400% | 4422200% | 2021
VEC | Derby | Solar | Net-Metering | 5.04 | Active | 4426400% | 4422300% | 2021
VEC | Derby | Solar | Net-Metering | 13.2 | Active | 4426600% | 4422300% | 2021
VEC | Grand Isle | Solar | Net-Metering | 6 | Active | 4441800% | 4422400% | 2021
VEC | Grand Isle | Solar | Net-Metering | 7.6 | Active | 4435500% | 4422400% | 2021
VEC | South Hero | Solar | Net-Metering | 7.6 | Active | 4432100% | 4422400% | 2021
VEC | Westfield | Solar | Net-Metering | 8.56 | Active | 4441100% | 4422400% | 2021
VEC | Morristown | Solar | Net-Metering | 2.95 | Active | 4444200% | 4421700% | 2021
VEC | Bolton | Solar | Net-Metering | 5 | Active | 4427800% | 4422100% | 2021
VEC | Newport Town | Solar | Net-Metering | 13.91 | Active | 4460600% | 4422100% | 2022
VEC | Bolton | Solar | Net-Metering | 5 | Active | 4447000% | 4422100% | 2021
VEC | Glover | Solar | Net-Metering | 5 | Active | 4429200% | 4421800% | 2021
VEC | Cambridge | Solar | Net-Metering | 14.7 | Active | 4438400% | 4421800% | 2021
VEC | Westfield | Solar | Net-Metering | 10.03 | Active | 4460200% | 4421700% | 2022
VEC | Holland | Solar | Net-Metering | 10.8 | Active | 4426400% | 4420700% | 2021
VEC | Morristown | Solar | Net-Metering | 4.43 | Active | 4427800% | 4420700% | 2021
VEC | Irasburg | Solar | Net-Metering | 14.4 | Active | 4433700% | 4421600% | 2021
VEC | Holland | Solar | Net-Metering | 6.24 | Active | 4443100% | 4421100% | 2021
VEC | Huntington | Solar | Net-Metering | 10 | Active | 4440700% | 4420200% | 2021
VEC | Grand Isle | Solar | Net-Metering | 11.52 | Active | 4432300% | 4419600% | 2021
VEC | Richford | Solar | Net-Metering | 4.08 | Active | 4425300% | 4419600% | 2021
VEC | Westfield | Solar | Net-Metering | 2.88 | Active | 4427300% | 4419600% | 2021
VEC | Guildhall | Solar | Net-Metering | 6.72 | Active | 4438400% | 4419500% | 2021
VEC | Johnson | Solar | Net-Metering | 5 | Active | 4421500% | 4419400% | 2021
VEC | Cambridge | Solar | Net-Metering | 1.16 | Active | 4484100% | 4419300% | 2022
VEC | Jericho | Solar | Net-Metering | 15 | Active | 4434100% | 4418800% | 2021
VEC | Grand Isle | Solar | Net-Metering | 14.75 | Active | 4448200% | 4418600% | 2021
VEC | Huntington | Solar | Net-Metering | 10 | Active | 4436300% | 4418600% | 2021
VEC | Underhill | Solar | Net-Metering | 11.4 | Active | 4435000% | 4418100% | 2021
VEC | Newport Town | Solar | Net-Metering | 9.6 | Active | 4430800% | 4418700% | 2021
VEC | Westford | Solar | Net-Metering | 11.4 | Active | 4440300% | 4418300% | 2021
VEC | Jericho | Solar | Net-Metering | 14.7 | Active | 4452200% | 4418300% | 2021
VEC | Canaan | Solar | Net-Metering | 4.72 | Active | 4435800% | 4418100% | 2021
VEC | Newport Town | Solar | Net-Metering | 7.6 | Active | 4476400% | 4418100% | 2022
VEC | Morgan | Solar | Net-Metering | 10 | Active | 4420200% | 4418100% | 2021
VEC | Huntington | Solar | Net-Metering | 7.08 | Active | 4436500% | 4418000% | 2021
VEC | Newport Town | Solar | Net-Metering | 4.8 | Active | 4422900% | 4418000% | 2021
VEC | Troy | Solar | Net-Metering | 7.68 | Active | 4422900% | 4418000% | 2021
VEC | Troy | Solar | Net-Metering | 7.97 | Active | 4426300% | 4418000% | 2021
VEC | Charleston | Solar | Net-Metering | 8.64 | Active | 4430500% | 4418000% | 2021
VEC | St. George | Solar | Net-Metering | 12.69 | Active | 4422800% | 4417900% | 2021
VEC | Huntington | Solar | Net-Metering | 8.26 | Active | 4424500% | 4417600% | 2021
VEC | Franklin | Solar | Net-Metering | 5 | Active | 4432700% | 4417400% | 2021
VEC | Hinesburg | Solar | Net-Metering | 3.84 | Active | 4423600% | 4417400% | 2021
VEC | Isle La Motte | Solar | Net-Metering | 4.8 | Active | 4421800% | 4417200% | 2021
VEC | Westford | Solar | Net-Metering | 6 | Active | 4419500% | 4417200% | 2020
VEC | Franklin | Solar | Net-Metering | 7.68 | Active | 4439700% | 4416900% | 2021
VEC | Derby | Solar | Net-Metering | 7.32 | Active | 4422800% | 4416000% | 2021
VEC | Newport Town | Solar | Net-Metering | 6.72 | Active | 4433400% | 4416000% | 2021
VEC | Newport Town | Solar | Net-Metering | 4.8 | Active | 4444200% | 4416200% | 2021
VEC | Troy | Solar | Net-Metering | 28.28 | Active | 4430500% | 4415800% | 2021
VEC | Newport Town | Solar | Net-Metering | 9.8 | Active | 4439200% | 4415400% | 2021
VEC | Derby | Solar | Net-Metering | 3.12 | Active | 4419300% | 4415400% | 2020
VEC | Fairfax | Solar | Net-Metering | 6.96 | Active | 4420800% | 4415400% | 2021
VEC | Eden | Solar | Net-Metering | 6.48 | Active | 4419300% | 4415300% | 2020
VEC | Jay | Solar | Net-Metering | 3.84 | Active | 4418700% | 4415300% | 2020
VEC | Troy | Solar | Net-Metering | 7.68 | Active | 4443300% | 4414400% | 2021
VEC | St. Albans City | Solar | Net-Metering | 5.28 | Active | 4418700% | 4414100% | 2020
VEC | Troy | Solar | Net-Metering | 4 | Active | 4428000% | 4414400% | 2021
VEC | Cambridge | Solar | Net-Metering | 5.2 | Active | 4309100% | 4303400% | 2017
VEC | Underhill | Solar | Net-Metering | 7.6 | Active | 4362700% | 4353500% | 2019
VEC | Underhill | Solar | Net-Metering | 3 | Active | 4281700% | 4274800% | 2017
VEC | Underhill | Solar | Net-Metering | 8.8 | Active | 4210000% | 4199600% | 2015
VEC | Williston | Solar | Net-Metering | 9.8 | Active | 4294400% | 4284200% | 2017
VEC | Jericho | Solar | Net-Metering | 7.6 | Active | 4331400% | 4326600% | 2018
VEC | Underhill | Solar | Net-Metering | 6.8 | Active | 4196900% | 4194000% | 2014
VEC | Morristown | Solar | Net-Metering | 7.6 | Active | 4355000% | 4349000% | 2019
VEC | Grand Isle | Solar | Net-Metering | 7.6 | Active | 4370600% | 4364600% | 2019
VEC | Fairfax | Solar | Net-Metering | 7.6 | Active | 4313200% | 4304000% | 2018
VEC | Richmond | Solar | Net-Metering | 3.73 | Active | 4125700% | 4107900% | 2012
VEC | Fairfield | Solar | Net-Metering | 10.4 | Active | 4313300% | 4308100% | 2018
VEC | Cambridge | Solar | Net-Metering | 7.6 | Active | 4292600% | 4273800% | 2017
VEC | Irasburg | Solar | Net-Metering | 11.4 | Active | 4364100% | 4361900% | 2019
VEC | Hinesburg | Solar | Net-Metering | 7.6 | Active | 4346700% | 4325800% | 2019
VEC | Huntington | Solar | Net-Metering | 12.18 | Active | 4376800% | 4370700% | 2019
VEC | Fairfax | Solar | Net-Metering | 3.8 | Active | 4325600% | 4320600% | 2018
VEC | Jericho | Solar | Net-Metering | 8 | Active | 4216500% | 4414500% | 2015
VEC | Franklin | Solar | Net-Metering | 15 | Active | 4414800% | 4408300% | 2020
VEC | Richmond | Solar | Net-Metering | 6 | Active | 4336800% | 4327700% | 2018
VEC | Enosburgh | Solar | Net-Metering | 5.9 | Active | 4417200% | 4413300% | 2020
VEC | Barton | Solar | Net-Metering | 2.4 | Active | 4414500% | 4401900% | 2020
VEC | South Hero | Solar | Net-Metering | 3.84 | Active | 4418700% | 4413300% | 2020
VEC | Coventry | Solar | Net-Metering | 5.52 | Active | 4421800% | 4413300% | 2021
VEC | South Hero | Solar | Net-Metering | 4.32 | Active | 4418700% | 4413100% | 2020
VEC | Newport City | Solar | Net-Metering | 7.44 | Active | 4415900% | 4412600% | 2020
VEC | South Hero | Solar | Net-Metering | 7.7 | Active | 4486800% | 4413100% | 2022
VEC | Irasburg | Solar | Net-Metering | 5 | Active | 4417400% | 4412600% | 2020
VEC | Alburgh | Solar | Net-Metering | 4.32 | Active | 4415900% | 4412400% | 2020
VEC | Coventry | Solar | Net-Metering | 3.6 | Active | 4423100% | 4412400% | 2021
VEC | Fairfield | Solar | Net-Metering | 5.76 | Active | 4422900% | 4412700% | 2021
VEC | Maidstone | Solar | Net-Metering | 10 | Active | 4413100% | 4395800% | 2020
VEC | Essex | Solar | Net-Metering | 5 | Active | 4413000% | 4364300% | 2020
VEC | Richmond | Solar | Net-Metering | 6 | Active | 4285800% | 4291900% | 2017
VEC | Grand Isle | Solar | Net-Metering | 9.6 | Active | 4415100% | 4411900% | 2020
VEC | Isle La Motte | Solar | Net-Metering | 15.2 | Active | 4419500% | 4411800% | 2020
VEC | Underhill | Solar | Net-Metering | 13.18 | Active | 4419600% | 4411700% | 2020
VEC | Cambridge | Solar | Net-Metering | 6.79 | Active | 4415500% | 4411300% | 2020
VEC | Newport Town | Solar | Net-Metering | 7.97 | Active | 4450900% | 4411600% | 2021
VEC | Franklin | Solar | Net-Metering | 10 | Active | 4417400% | 4411300% | 2020
VEC | Newport City | Solar | Net-Metering | 16.8 | Active | 4422900% | 4411100% | 2021
VEC | Hinesburg | Solar | Net-Metering | 10 | Active | 4418700% | 4411100% | 2020
VEC | Huntington | Solar | Net-Metering | 7.6 | Active | 4443300% | 4411100% | 2021
VEC | Underhill | Solar | Net-Metering | 6 | Active | 4420700% | 4411100% | 2021
VEC | Fairfield | Solar | Net-Metering | 7.68 | Active | 4447400% | 4411300% | 2021
VEC | Westfield | Solar | Net-Metering | 9.6 | Active | 4443100% | 4411300% | 2021
VEC | Hinesburg | Solar | Net-Metering | 3 | Active | 4417300% | 4411000% | 2020
VEC | Jericho | Solar | Net-Metering | 9.44 | Active | 4414800% | 4410900% | 2020
VEC | Jericho | Solar | Net-Metering | 6 | Active | 4419300% | 4411000% | 2020
VEC | Fairfax | Solar | Net-Metering | 4.13 | Active | 4413800% | 4410600% | 2020
VEC | Brighton | Solar | Net-Metering | 11.52 | Active | 4438400% | 4411000% | 2021
VEC | Alburgh | Solar | Net-Metering | 15 | Active | 4416600% | 4410500% | 2020
VEC | Derby | Solar | Net-Metering | 9.12 | Active | 4414800% | 4411000% | 2020
VEC | Craftsbury | Solar | Net-Metering | 7.6 | Active | 4417400% | 4410900% | 2020
VEC | Westford | Solar | Net-Metering | 10 | Active | 4432300% | 4410400% | 2021
VEC | Underhill | Solar | Net-Metering | 10 | Active | 4432900% | 4410300% | 2021
VEC | Grand Isle | Solar | Net-Metering | 7.6 | Active | 4412700% | 4410400% | 2020
VEC | Swanton | Solar | Net-Metering | 7.6 | Active | 4421000% | 4410500% | 2021
VEC | Grand Isle | Solar | Net-Metering | 34.2 | Active | 4427400% | 4410500% | 2021
VEC | Cambridge | Solar | Net-Metering | 7.6 | Active | 4414100% | 4410500% | 2020
VEC | Grand Isle | Solar | Net-Metering | 15 | Active | 4418200% | 4410400% | 2020
VEC | Derby | Solar | Net-Metering | 8.4 | Active | 4420900% | 4410400% | 2021
VEC | Hinesburg | Solar | Net-Metering | 6.72 | Active | 4439000% | 4410400% | 2021
VEC | Morgan | Solar | Net-Metering | 6.48 | Active | 4414100% | 4410400% | 2020
VEC | Newport Town | Solar | Net-Metering | 6.24 | Active | 4415900% | 4410200% | 2020
VEC | Albany | Solar | Net-Metering | 15 | Active | 4411900% | 4407700% | 2020
VEC | Lowell | Solar | Net-Metering | 6.72 | Active | 4415800% | 4409800% | 2020
VEC | Huntington | Solar | Net-Metering | 10 | Active | 4415900% | 4410200% | 2020
VEC | Johnson | Solar | Net-Metering | 14.7 | Active | 4414800% | 4410200% | 2020
VEC | Fairfield | Solar | Net-Metering | 10 | Active | 4433300% | 4409700% | 2021
VEC | Cambridge | Solar | Net-Metering | 6 | Active | 4412300% | 4409700% | 2020
VEC | Brighton | Solar | Net-Metering | 9.6 | Active | 4437900% | 4409900% | 2021
VEC | Coventry | Solar | Net-Metering | 8.8 | Active | 4410300% | 4407000% | 2020
VEC | Enosburgh | Solar | Net-Metering | 6 | Active | 4411800% | 4409600% | 2020
VEC | Highgate | Solar | Net-Metering | 9.6 | Active | 4435000% | 4409600% | 2021
VEC | Newport Town | Solar | Net-Metering | 3.8 | Active | 4411100% | 4408900% | 2020
VEC | Alburgh | Solar | Net-Metering | 4.08 | Active | 4413200% | 4409000% | 2020
VEC | Jericho | Solar | Net-Metering | 11.4 | Active | 4411800% | 4409200% | 2020
VEC | Grand Isle | Solar | Net-Metering | 5.76 | Active | 4430800% | 4409100% | 2021
VEC | Isle La Motte | Solar | Net-Metering | 13.8 | Active | 4412700% | 4409500% | 2020
VEC | Bolton | Solar | Net-Metering | 3.8 | Active | 4417200% | 4408900% | 2020
VEC | Coventry | Solar | Net-Metering | 13.68 | Active | 4412300% | 4407600% | 2020
VEC | Newport City | Solar | Net-Metering | 10 | Active | 4411000% | 4407500% | 2020
VEC | Westford | Solar | Net-Metering | 12.24 | Active | 4418700% | 4407600% | 2020
VEC | Albany | Solar | Net-Metering | 3.84 | Active | 4419600% | 4407700% | 2020
VEC | Albany | Solar | Net-Metering | 4.08 | Active | 4419300% | 4407700% | 2020
VEC | Morgan | Solar | Net-Metering | 8.99 | Active | 4416900% | 4408500% | 2020
VEC | Hinesburg | Solar | Net-Metering | 11.8 | Active | 4411000% | 4408400% | 2020
VEC | Bolton | Solar | Net-Metering | 7.08 | Active | 4412300% | 4408400% | 2020
VEC | Cambridge | Solar | Net-Metering | 10 | Active | 4414000% | 4409500% | 2020
VEC | Derby | Solar | Net-Metering | 4.32 | Active | 4420200% | 4407000% | 2021
VEC | Jericho | Solar | Net-Metering | 6 | Active | 4409000% | 4406800% | 2020
VEC | Huntington | Solar | Net-Metering | 11.4 | Active | 4416000% | 4407400% | 2020
VEC | Newport Town | Solar | Net-Metering | 7.6 | Active | 4410400% | 4407400% | 2020
VEC | Newport Town | Solar | Net-Metering | 7.6 | Active | 4415500% | 4407400% | 2020
VEC | Jericho | Solar | Net-Metering | 6.8 | Active | 4448900% | 4407100% | 2021
VEC | Glover | Solar | Net-Metering | 15 | Active | 4409600% | 4406800% | 2020
VEC | Coventry | Solar | Net-Metering | 8.88 | Active | 4432700% | 4406300% | 2021
VEC | Irasburg | Solar | Net-Metering | 11.52 | Active | 4418700% | 4406700% | 2020
VEC | Sheffield | Solar | Net-Metering | 5 | Active | 4409200% | 4406300% | 2020
VEC | Morgan | Solar | Net-Metering | 5 | Active | 4409900% | 4406400% | 2020
VEC | Swanton | Solar | Net-Metering | 10 | Active | 4409500% | 4406700% | 2020
VEC | Franklin | Solar | Net-Metering | 15 | Active | 4414700% | 4406400% | 2020
VEC | Alburgh | Solar | Net-Metering | 5.52 | Active | 4418700% | 4406300% | 2020
VEC | Alburgh | Solar | Net-Metering | 8.88 | Active | 4428000% | 4406300% | 2021
VEC | Underhill | Solar | Net-Metering | 10.32 | Active | 4410400% | 4406200% | 2020
VEC | Hinesburg | Solar | Net-Metering | 45.6 | Active | 4417700% | 4405600% | 2020
VEC | JAY | Solar | Net-Metering | 2.16 | Active | 4414600% | 4406100% | 2020
VEC | Milton | Solar | Net-Metering | 5.61 | Active | 4409200% | 4406100% | 2020
VEC | Troy | Solar | Net-Metering | 9.6 | Active | 4414100% | 4406100% | 2020
VEC | Grand Isle | Solar | Net-Metering | 7.6 | Active | 4409200% | 4406100% | 2020
VEC | Cambridge | Solar | Net-Metering | 5.76 | Active | 4406300% | 4388200% | 2020
VEC | Richmond | Solar | Net-Metering | 7.6 | Active | 4409100% | 4405600% | 2020
VEC | Alburgh | Solar | Net-Metering | 12.96 | Active | 4411200% | 4405400% | 2020
VEC | JAY | Solar | Net-Metering | 4.8 | Active | 4412400% | 4405400% | 2020
VEC | Guildhall | Solar | Net-Metering | 4.32 | Active | 4422800% | 4405600% | 2021
VEC | Morgan | Solar | Net-Metering | 6.48 | Active | 4413200% | 4405000% | 2020
VEC | Canaan | Solar | Net-Metering | 6 | Active | 4413800% | 4404900% | 2020
VEC | Fairfax | Solar | Net-Metering | 6.96 | Active | 4414800% | 4405000% | 2020
VEC | Derby | Solar | Net-Metering | 6.72 | Active | 4414600% | 4404800% | 2020
VEC | Grand Isle | Solar | Net-Metering | 8 | Active | 4405600% | 4399400% | 2020
VEC | Derby | Solar | Net-Metering | 3.84 | Active | 4413200% | 4404200% | 2020
VEC | Montgomery | Solar | Net-Metering | 9.75 | Active | 4406400% | 4404300% | 2020
VEC | Fletcher | Solar | Net-Metering | 23.01 | Active | 4413800% | 4404300% | 2020
VEC | Coventry | Solar | Net-Metering | 9.36 | Active | 4418700% | 4404800% | 2020
VEC | Hinesburg | Solar | Net-Metering | 8.85 | Active | 4420300% | 4404600% | 2021
VEC | Richmond | Solar | Net-Metering | 10 | Active | 4416000% | 4403900% | 2020
VEC | Coventry | Solar | Net-Metering | 2 | Active | 4406700% | 4404100% | 2020
VEC | Glover | Solar | Net-Metering | 7.6 | Active | 4167500% | 4404100% | 2014
VEC | Morgan | Solar | Net-Metering | 6 | Active | 4406400% | 4404100% | 2020
VEC | Cambridge | Solar | Net-Metering | 11.4 | Active | 4407100% | 4403900% | 2020
VEC | Alburgh | Solar | Net-Metering | 11.52 | Active | 4414500% | 4403900% | 2020
VEC | Lowell | Solar | Net-Metering | 9.45 | Active | 4412700% | 4403600% | 2020
VEC | Jericho | Solar | Net-Metering | 6 | Active | 4416500% | 4403900% | 2020
VEC | Glover | Solar | Net-Metering | 15 | Active | 4411900% | 4403400% | 2020
VEC | Westford | Solar | Net-Metering | 5 | Active | 4405300% | 4403300% | 2020
VEC | Albany | Solar | Net-Metering | 3.8 | Active | 4405500% | 4403500% | 2020
VEC | North Hero | Solar | Net-Metering | 7.6 | Active | 4407400% | 4402800% | 2020
VEC | Eden | Solar | Net-Metering | 2.7 | Active | 4406900% | 4403200% | 2020
VEC | Isle La Motte | Solar | Net-Metering | 15 | Active | 4411600% | 4402800% | 2020
VEC | Glover | Solar | Net-Metering | 3.8 | Active | 4403500% | 4396300% | 2020
VEC | Underhill | Solar | Net-Metering | 15 | Active | 4405600% | 4402700% | 2020
VEC | Montgomery | Solar | Net-Metering | 6.72 | Active | 4410300% | 4402200% | 2020
VEC | Newport Town | Solar | Net-Metering | 14.16 | Active | 4426400% | 4402700% | 2021
VEC | Westfield | Solar | Net-Metering | 8.4 | Active | 4410600% | 4402500% | 2020
VEC | Newport Town | Solar | Net-Metering | 4.32 | Active | 4413300% | 4402500% | 2020
VEC | Brighton | Solar | Net-Metering | 5.04 | Active | 4404900% | 4397900% | 2020
VEC | Westford | Solar | Net-Metering | 6 | Active | 4410600% | 4402100% | 2020
VEC | Derby | Solar | Net-Metering | 6.24 | Active | 4412300% | 4402100% | 2020
VEC | Hinesburg | Solar | Net-Metering | 14 | Active | 4413300% | 4402200% | 2020
VEC | Newport Town | Solar | Net-Metering | 5.04 | Active | 4414600% | 4402100% | 2020
VEC | Charleston | Solar | Net-Metering | 5.76 | Active | 4408100% | 4401400% | 2020
VEC | Morgan | Solar | Net-Metering | 5.76 | Active | 4414600% | 4401400% | 2020
VEC | Lowell | Solar | Net-Metering | 7.6 | Active | 4404700% | 4401300% | 2020
VEC | Irasburg | Solar | Net-Metering | 5.28 | Active | 4410600% | 4400800% | 2020
VEC | Richford | Solar | Net-Metering | 6.48 | Active | 4418100% | 4401300% | 2020
VEC | Craftsbury | Solar | Net-Metering | 12 | Active | 4405700% | 4404100% | 2020
VEC | Grand Isle | Solar | Net-Metering | 6 | Active | 4403600% | 4401200% | 2020
VEC | Newport City | Solar | Net-Metering | 4.56 | Active | 4414600% | 4401800% | 2020
VEC | Brighton | Solar | Net-Metering | 3.84 | Active | 4413000% | 4400800% | 2020
VEC | Derby | Solar | Net-Metering | 17.28 | Active | 4417600% | 4401100% | 2020
VEC | Grand Isle | Solar | Net-Metering | 2.16 | Active | 4407000% | 4400800% | 2020
VEC | Richmond | Solar | Net-Metering | 7.7 | Active | 4405700% | 4400800% | 2020
VEC | Newport Town | Solar | Net-Metering | 4.08 | Active | 4413300% | 4400800% | 2020
VEC | Isle La Motte | Solar | Net-Metering | 10.56 | Active | 4417500% | 4400800% | 2020
VEC | Jericho | Solar | Net-Metering | 3.84 | Active | 4409700% | 4401100% | 2020
VEC | Brighton | Solar | Net-Metering | 5.28 | Active | 4409200% | 4400800% | 2020
VEC | Westford | Solar | Net-Metering | 10 | Active | 4403400% | 4400800% | 2020
VEC | Derby | Solar | Net-Metering | 2.88 | Active | 4430000% | 4400800% | 2021
VEC | Coventry | Solar | Net-Metering | 6.24 | Active | 4411600% | 4400800% | 2020
VEC | Grand Isle | Solar | Net-Metering | 6 | Active | 4401800% | 4399800% | 2020
VEC | Swanton | Solar | Net-Metering | 3.6 | Active | 4403500% | 4400800% | 2020
VEC | Glover | Solar | Net-Metering | 7.68 | Active | 4412400% | 4401100% | 2020
VEC | Derby | Solar | Net-Metering | 7.6 | Active | 4403600% | 4400800% | 2020
VEC | Brunswick | Solar | Net-Metering | 6.49 | Active | 4418700% | 4399700% | 2020
VEC | Huntington | Solar | Net-Metering | 7 | Active | 4415500% | 4399900% | 2020
VEC | Underhill | Solar | Net-Metering | 6 | Active | 4404600% | 4400000% | 2020
VEC | Hinesburg | Solar | Net-Metering | 3.83 | Active | 4404200% | 4400100% | 2020
VEC | Coventry | Solar | Net-Metering | 7.6 | Active | 4403500% | 4400400% | 2020
VEC | Craftsbury | Solar | Net-Metering | 6 | Active | 4409000% | 4400400% | 2020
VEC | South Hero | Solar | Net-Metering | 9 | Active | 4407800% | 4398600% | 2020
VEC | Albany | Solar | Net-Metering | 8.52 | Active | 4400700% | 4398700% | 2020
VEC | Glover | Solar | Net-Metering | 3.84 | Active | 4404800% | 4398600% | 2020
VEC | Underhill | Solar | Net-Metering | 12 | Active | 4403300% | 4399000% | 2020
VEC | Williston | Solar | Net-Metering | 10 | Active | 4403600% | 4398400% | 2020
VEC | Morgan | Solar | Net-Metering | 12 | Active | 4400700% | 4398000% | 2020
VEC | Newport Town | Solar | Net-Metering | 3.12 | Active | 4406300% | 4398500% | 2020
VEC | Williston | Solar | Net-Metering | 9.44 | Active | 4402900% | 4398300% | 2020
VEC | Westford | Solar | Net-Metering | 7.6 | Active | 4402700% | 4397900% | 2020
VEC | Richmond | Solar | Net-Metering | 12.39 | Active | 4401900% | 4398300% | 2020
VEC | Irasburg | Solar | Net-Metering | 9.84 | Active | 4414600% | 4397800% | 2020
VEC | Jericho | Solar | Net-Metering | 7.6 | Active | 4406200% | 4397200% | 2020
VEC | Brighton | Solar | Net-Metering | 4.8 | Active | 4406400% | 4397800% | 2020
VEC | Lemington | Solar | Net-Metering | 7.6 | Active | 4402700% | 4397700% | 2020
VEC | Essex | Solar | Net-Metering | 6 | Active | 4402700% | 4397800% | 2020
VEC | Brighton | Solar | Net-Metering | 5.76 | Active | 4406300% | 4397800% | 2020
VEC | Swanton | Solar | Net-Metering | 11.52 | Active | 4443100% | 4397800% | 2021
VEC | Derby | Solar | Net-Metering | 8.88 | Active | 4407000% | 4397800% | 2020
VEC | Huntington | Solar | Net-Metering | 7.6 | Active | 4415800% | 4396500% | 2020
VEC | Derby | Solar | Net-Metering | 8.64 | Active | 4404200% | 4396400% | 2020
VEC | Isle La Motte | Solar | Net-Metering | 23.04 | Active | 4407100% | 4397000% | 2020
VEC | Waterville | Solar | Net-Metering | 6.48 | Active | 4405700% | 4397000% | 2020
VEC | Grand Isle | Solar | Net-Metering | 7.64 | Active | 4400500% | 4396900% | 2020
VEC | Coventry | Solar | Net-Metering | 3.84 | Active | 4402600% | 4397000% | 2020
VEC | Coventry | Solar | Net-Metering | 6.96 | Active | 4402700% | 4395700% | 2020
VEC | Glover | Solar | Net-Metering | 6 | Active | 4403300% | 4396300% | 2020
VEC | Hyde Park | Solar | Net-Metering | 5.9 | Active | 4399800% | 4395500% | 2020
VEC | Glover | Solar | Net-Metering | 7.6 | Active | 4399000% | 4396200% | 2020
VEC | Irasburg | Solar | Net-Metering | 5.52 | Active | 4397000% | 4388200% | 2020
VEC | Underhill | Solar | Net-Metering | 6 | Active | 4396400% | 4388900% | 2020
VEC | Richford | Solar | Net-Metering | 9.6 | Active | 4433300% | 4392900% | 2021
VEC | Westford | Solar | Net-Metering | 12 | Active | 4431700% | 4392900% | 2021
VEC | Derby | Solar | Net-Metering | 6 | Active | 4407000% | 4392800% | 2020
VEC | Newport Town | Solar | Net-Metering | 2.73 | Active | 4395900% | 4394300% | 2020
VEC | Waterville | Solar | Net-Metering | 6 | Active | 4413000% | 4392400% | 2020
VEC | Troy | Solar | Net-Metering | 7.68 | Active | 4397900% | 4391500% | 2020
VEC | Glover | Solar | Net-Metering | 10 | Active | 4399400% | 4392000% | 2020
VEC | Franklin | Solar | Net-Metering | 3 | Active | 4404200% | 4392700% | 2020
VEC | Waterville | Solar | Net-Metering | 11.4 | Active | 4402000% | 4392000% | 2020
VEC | Franklin | Solar | Net-Metering | 8.26 | Active | 4400100% | 4391500% | 2020
VEC | Williston | Solar | Net-Metering | 10 | Active | 4401400% | 4390800% | 2020
VEC | Sheffield | Solar | Net-Metering | 3.8 | Active | 4399200% | 4391300% | 2020
VEC | Williston | Solar | Net-Metering | 13.28 | Active | 4403600% | 4400100% | 2020
VEC | Derby | Solar | Net-Metering | 9.36 | Active | 4408400% | 4390100% | 2020
VEC | South Hero | Solar | Net-Metering | 5.76 | Active | 4396900% | 4390100% | 2020
VEC | Williston | Solar | Net-Metering | 7.08 | Active | 4455700% | 4422500% | 2021
VEC | Hinesburg | Solar | Net-Metering | 8.64 | Active | 4404200% | 4390100% | 2020
VEC | St. George | Solar | Net-Metering | 18.29 | Active | 4399800% | 4390700% | 2020
VEC | Jay | Solar | Net-Metering | 13.44 | Active | 4402500% | 4389900% | 2020
VEC | Alburgh | Solar | Net-Metering | 14 | Active | 4399000% | 4390100% | 2020
VEC | North Hero | Solar | Net-Metering | 3.36 | Active | 4398300% | 4390100% | 2020
VEC | Essex | Solar | Net-Metering | 7.6 | Active | 4391700% | 4388500% | 2020
VEC | Jericho | Solar | Net-Metering | 5 | Active | 4391500% | 4389200% | 2020
VEC | Westfield | Solar | Net-Metering | 10.32 | Active | 4397000% | 4387300% | 2020
VEC | Fairfield | Solar | Net-Metering | 6 | Active | 4395200% | 4389200% | 2020
VEC | Newport Town | Solar | Net-Metering | 6.96 | Active | 4399400% | 4389400% | 2020
VEC | Charleston | Solar | Net-Metering | 4.8 | Active | 4421800% | 4387500% | 2021
VEC | Underhill | Solar | Net-Metering | 11.4 | Active | 4402900% | 4388000% | 2020
VEC | Sheldon | Solar | Net-Metering | 5.52 | Active | 4391700% | 4388100% | 2020
VEC | Franklin | Solar | Net-Metering | 3.19 | Active | 4398300% | 4387300% | 2020
VEC | Williston | Solar | Net-Metering | 11.4 | Active | 4395200% | 4387400% | 2020
VEC | South Hero | Solar | Net-Metering | 6 | Active | 4400700% | 4387100% | 2020
VEC | Franklin | Solar | Net-Metering | 9.36 | Active | 4401300% | 4386600% | 2020
VEC | Bloomfield | Solar | Net-Metering | 5.28 | Active | 4389300% | 4385400% | 2020
VEC | Derby | Solar | Net-Metering | 15 | Active | 4390800% | 4385400% | 2020
VEC | Jericho | Solar | Net-Metering | 7.6 | Active | 4391300% | 4383800% | 2020
VEC | Derby | Solar | Net-Metering | 6.96 | Active | 4398000% | 4383900% | 2020
VEC | Essex | Solar | Net-Metering | 15 | Active | 4396600% | 4385300% | 2020
VEC | Westfield | Solar | Net-Metering | 7.6 | Active | 4401300% | 4383900% | 2020
VEC | St. George | Solar | Net-Metering | 15 | Active | 4410300% | 4385200% | 2020
VEC | Troy | Solar | Net-Metering | 4.32 | Active | 4402500% | 4383800% | 2020
VEC | Troy | Solar | Net-Metering | 10 | Active | 4398300% | 4384600% | 2020
VEC | Huntington | Solar | Net-Metering | 4.8 | Active | 4401300% | 4384000% | 2020
VEC | Brighton | Solar | Net-Metering | 7.6 | Active | 4399400% | 4383300% | 2020
VEC | Derby | Solar | Net-Metering | 5.76 | Active | 4398000% | 4383300% | 2020
VEC | Grand Isle | Solar | Net-Metering | 9.14 | Active | 4389300% | 4383200% | 2020
VEC | Montgomery | Solar | Net-Metering | 14.16 | Active | 4397300% | 4383700% | 2020
VEC | Hinesburg | Solar | Net-Metering | 5 | Active | 4384000% | 4381900% | 2020
VEC | Williston | Solar | Net-Metering | 7.6 | Active | 4404700% | 4382200% | 2020
VEC | South Hero | Solar | Net-Metering | 6 | Active | 4385300% | 4381600% | 2020
VEC | St. George | Solar | Net-Metering | 8.55 | Active | 4395500% | 4381000% | 2020
VEC | Stowe | Solar | Net-Metering | 10 | Active | 4381500% | 4377400% | 2019
VEC | Hinesburg | Solar | Net-Metering | 5 | Active | 4384400% | 4381100% | 2020
VEC | Albany | Solar | Net-Metering | 4.72 | Active | 4383000% | 4381000% | 2019
VEC | Essex | Solar | Net-Metering | 11.51 | Active | 4385800% | 4381000% | 2020
VEC | Lowell | Solar | Net-Metering | 3.5 | Active | 4387500% | 4378900% | 2020
VEC | Alburgh | Solar | Net-Metering | 11.7 | Active | 4399200% | 4380400% | 2020
VEC | Newport Town | Solar | Net-Metering | 11.4 | Active | 4383000% | 4379100% | 2019
VEC | Johnson | Solar | Net-Metering | 11.4 | Active | 4383300% | 4380300% | 2020
VEC | Swanton | Solar | Net-Metering | 3.8 | Active | 4384500% | 4378900% | 2020
VEC | Sheffield | Solar | Net-Metering | 3.54 | Active | 4447600% | 4379400% | 2021
VEC | Westford | Solar | Net-Metering | 2.16 | Active | 4384500% | 4379000% | 2020
VEC | Hinesburg | Solar | Net-Metering | 6 | Active | 4385300% | 4381800% | 2020
VEC | Grand Isle | Solar | Net-Metering | 11.4 | Active | 4407400% | 4378300% | 2020
VEC | Grand Isle | Solar | Net-Metering | 3 | Active | 4385300% | 4379100% | 2020
VEC | Albany | Solar | Net-Metering | 7.6 | Active | 4407400% | 4377700% | 2020
VEC | Brunswick | Solar | Net-Metering | 5 | Active | 4398300% | 4377400% | 2020
VEC | Fairfax | Solar | Net-Metering | 11.4 | Active | 4387500% | 4378700% | 2020
VEC | Hinesburg | Solar | Net-Metering | 11.06 | Active | 4384400% | 4377400% | 2020
VEC | Williston | Solar | Net-Metering | 11.4 | Active | 4381800% | 4378400% | 2019
VEC | Lowell | Solar | Net-Metering | 5 | Active | 4386800% | 4377400% | 2020
VEC | Huntington | Solar | Net-Metering | 1.77 | Active | 4377600% | 4364400% | 2019
VEC | Newport Town | Solar | Net-Metering | 5 | Active | 4384600% | 4376900% | 2020
VEC | Williston | Solar | Net-Metering | 10 | Active | 4400400% | 4377300% | 2020
VEC | Underhill | Solar | Net-Metering | 3.8 | Active | 4384700% | 4376800% | 2020
VEC | Isle La Motte | Solar | Net-Metering | 11.4 | Active | 4380500% | 4377300% | 2019
VEC | Newport Town | Solar | Net-Metering | 14.4 | Active | 4388900% | 4377400% | 2020
VEC | Richmond | Solar | Net-Metering | 10 | Active | 4397000% | 4376300% | 2020
VEC | Newport Town | Solar | Net-Metering | 6 | Active | 4383000% | 4375400% | 2019
VEC | Isle La Motte | Solar | Net-Metering | 11.4 | Active | 4383000% | 4376100% | 2019
VEC | Coventry | Solar | Net-Metering | 7.6 | Active | 4404700% | 4376700% | 2020
VEC | Eden | Solar | Net-Metering | 15 | Active | 4397000% | 4376200% | 2020
VEC | Cambridge | Solar | Net-Metering | 7.6 | Active | 4381200% | 4376600% | 2019
VEC | St. George | Solar | Net-Metering | 7.6 | Active | 4380500% | 4376300% | 2019
VEC | Derby | Solar | Net-Metering | 3.8 | Active | 4376700% | 4365500% | 2019
VEC | Williston | Solar | Net-Metering | 10 | Active | 4379600% | 4375200% | 2019
VEC | Westford | Solar | Net-Metering | 6 | Active | 4380400% | 4375400% | 2019
VEC | Richmond | Solar | Net-Metering | 7.6 | Active | 4379100% | 4375200% | 2019
VEC | South Hero | Solar | Net-Metering | 7.6 | Active | 4381200% | 4375400% | 2019
VEC | North Hero | Solar | Net-Metering | 11.4 | Active | 4379500% | 4375900% | 2019
VEC | Alburgh | Solar | Net-Metering | 10 | Active | 4381200% | 4375600% | 2019
VEC | Highgate | Solar | Net-Metering | 5 | Active | 4377500% | 4374600% | 2019
VEC | Brighton | Solar | Net-Metering | 3.8 | Active | 4396900% | 4374800% | 2020
VEC | Irasburg | Solar | Net-Metering | 7.6 | Active | 4376700% | 4374700% | 2019
VEC | Highgate | Solar | Net-Metering | 11.4 | Active | 4377400% | 4374900% | 2019
VEC | Fairfax | Solar | Net-Metering | 11.4 | Active | 4407100% | 4364200% | 2020
VEC | Newport Town | Solar | Net-Metering | 5 | Active | 4380900% | 4374100% | 2019
VEC | Newport City | Solar | Net-Metering | 5 | Active | 4376600% | 4374000% | 2019
VEC | Hinesburg | Solar | Net-Metering | 6 | Active | 4375900% | 4373900% | 2019
VEC | Coventry | Solar | Net-Metering | 6 | Active | 4381900% | 4373500% | 2019
VEC | Brighton | Solar | Net-Metering | 6 | Active | 4405600% | 4373500% | 2020
VEC | Hinesburg | Solar | Net-Metering | 15 | Active | 4399800% | 4374600% | 2020
VEC | Cambridge | Solar | Net-Metering | 5.31 | Active | 4386700% | 4373400% | 2020
VEC | South Hero | Solar | Net-Metering | 7.6 | Active | 4375300% | 4373200% | 2019
VEC | Derby | Solar | Net-Metering | 7.6 | Active | 4379100% | 4372500% | 2019
VEC | Richmond | Solar | Net-Metering | 10 | Active | 4374100% | 4372000% | 2019
VEC | Williston | Solar | Net-Metering | 3.8 | Active | 4374700% | 4371800% | 2019
VEC | Jay | Solar | Net-Metering | 5 | Active | 4373400% | 4364800% | 2019
VEC | Derby | Solar | Net-Metering | 50 | Active | 4372800% | 4360700% | 2019
VEC | Jay | Solar | Net-Metering | 10 | Active | 4400500% | 4372000% | 2020
VEC | Johnson | Solar | Net-Metering | 7.6 | Active | 4373800% | 4371700% | 2019
VEC | Jericho | Solar | Net-Metering | 10 | Active | 4374000% | 4371700% | 2019
VEC | Derby | Solar | Net-Metering | 15 | Active | 4372100% | 4328100% | 2019
VEC | Sheffield | Solar | Net-Metering | 3.8 | Active | 4374500% | 4371400% | 2019
VEC | Albany | Solar | Net-Metering | 10 | Active | 4404800% | 4371400% | 2020
VEC | Richford | Solar | Net-Metering | 11.4 | Active | 4377000% | 4371200% | 2019
VEC | Derby | Solar | Net-Metering | 6 | Active | 4373800% | 4370600% | 2019
VEC | Sheldon | Solar | Net-Metering | 10 | Active | 4407400% | 4367800% | 2020
VEC | North Hero | Solar | Net-Metering | 7.6 | Active | 4370600% | 4361600% | 2019
VEC | Swanton | Solar | Net-Metering | 3.8 | Active | 4376100% | 4370700% | 2019
VEC | Jericho | Solar | Net-Metering | 5.61 | Active | 4377700% | 4370500% | 2019
VEC | Brighton | Solar | Net-Metering | 5 | Active | 4380900% | 4367800% | 2019
VEC | Brighton | Solar | Net-Metering | 6 | Active | 4377600% | 4369800% | 2019
VEC | Enosburgh | Solar | Net-Metering | 15 | Active | 4371100% | 4208600% | 2019
VEC | Derby | Solar | Net-Metering | 10 | Active | 4378400% | 4369600% | 2019
VEC | Canaan | Solar | Net-Metering | 7.6 | Active | 4372500% | 4370000% | 2019
VEC | Grand Isle | Solar | Net-Metering | 5 | Active | 4369300% | 4365100% | 2019
VEC | Montgomery | Solar | Net-Metering | 7.6 | Active | 4368500% | 4364000% | 2019
VEC | Troy | Solar | Net-Metering | 6 | Active | 4375900% | 4367600% | 2019
VEC | Canaan | Solar | Net-Metering | 3.85 | Active | 4368900% | 4367200% | 2019
VEC | Williston | Solar | Net-Metering | 13.7 | Active | 4367100% | 4327800% | 2019
VEC | Derby | Solar | Net-Metering | 15.2 | Active | 4371400% | 4366900% | 2019
VEC | Franklin | Solar | Net-Metering | 10 | Active | 4374100% | 4366200% | 2019
VEC | Newport City | Solar | Net-Metering | 10 | Active | 4371400% | 4366200% | 2019
VEC | Morristown | Solar | Net-Metering | 9.44 | Active | 4367100% | 4366900% | 2019
VEC | Underhill | Solar | Net-Metering | 19 | Active | 4345500% | 4340300% | 2018
VEC | Franklin | Solar | Net-Metering | 6 | Active | 4370600% | 4364400% | 2019
VEC | Hinesburg | Solar | Net-Metering | 3.54 | Active | 4383600% | 4364600% | 2020
VEC | Holland | Solar | Net-Metering | 15 | Active | 4409800% | 4364600% | 2020
VEC | Westfield | Solar | Net-Metering | 15 | Active | 4420300% | 4364600% | 2021
VEC | Derby | Solar | Net-Metering | 7.6 | Active | 4374600% | 4364600% | 2019
VEC | Grand Isle | Solar | Net-Metering | 6 | Active | 4382200% | 4364600% | 2019
VEC | Underhill | Solar | Net-Metering | 11.4 | Active | 4368300% | 4364600% | 2019
VEC | Craftsbury | Solar | Net-Metering | 7.7 | Active | 4372700% | 4364400% | 2019
VEC | Huntington | Solar | Net-Metering | 14 | Active | 4381900% | 4364400% | 2019
VEC | Johnson | Solar | Net-Metering | 5.9 | Active | 4373400% | 4364600% | 2019
VEC | Jay | Solar | Net-Metering | 7.7 | Active | 4399100% | 4364400% | 2020
VEC | Fairfield | Solar | Net-Metering | 5.61 | Active | 4384500% | 4366200% | 2020
VEC | Alburgh | Solar | Net-Metering | 10 | Active | 4413700% | 4364400% | 2020
VEC | North Hero | Solar | Net-Metering | 10 | Active | 4409200% | 4364400% | 2020
VEC | South Hero | Solar | Net-Metering | 7.6 | Active | 4439200% | 4364400% | 2021
VEC | Underhill | Solar | Net-Metering | 3.8 | Active | 4407800% | 4364400% | 2020
VEC | Richmond | Solar | Net-Metering | 7.67 | Active | 4380900% | 4364400% | 2019
VEC | Johnson | Solar | Net-Metering | 10 | Active | 4370000% | 4364400% | 2019
VEC | Hinesburg | Solar | Net-Metering | 9.44 | Active | 4400000% | 4364400% | 2020
VEC | Isle La Motte | Solar | Net-Metering | 10 | Active | 4373500% | 4364400% | 2019
VEC | Huntington | Solar | Net-Metering | 14 | Active | 4376300% | 4364400% | 2019
VEC | Grand Isle | Solar | Net-Metering | 40 | Active | 4399800% | 4364400% | 2020
VEC | Troy | Solar | Net-Metering | 3 | Active | 4383300% | 4364400% | 2020
VEC | Hinesburg | Solar | Net-Metering | 11.4 | Active | 4370700% | 4364300% | 2019
VEC | Derby | Solar | Net-Metering | 7.6 | Active | 4374900% | 4364300% | 2019
VEC | Fairfax | Solar | Net-Metering | 11.4 | Active | 4371200% | 4364100% | 2019
VEC | Williston | Solar | Net-Metering | 360 | Active | 4381200% | 4363300% | 2019
VEC | Eden | Solar | Net-Metering | 10 | Active | 4369600% | 4364200% | 2019
VEC | Charleston | Solar | Net-Metering | 10 | Active | 4371400% | 4364300% | 2019
VEC | Williston | Solar | Net-Metering | 5 | Active | 4364800% | 4356600% | 2019
VEC | Johnson | Solar | Net-Metering | 17.6 | Active | 4370300% | 4364200% | 2019
VEC | Fairfield | Solar | Net-Metering | 5.31 | Active | 4366200% | 4361300% | 2019
VEC | Hinesburg | Solar | Net-Metering | 4.13 | Active | 4377300% | 4364200% | 2019
VEC | Huntington | Solar | Net-Metering | 15 | Active | 4405300% | 4364200% | 2020
VEC | Starksboro | Solar | Net-Metering | 6 | Active | 4383300% | 4364100% | 2020
VEC | Alburgh | Solar | Net-Metering | 15 | Active | 4375900% | 4364200% | 2019
VEC | Williston | Solar | Net-Metering | 11.4 | Active | 4370700% | 4364100% | 2019
VEC | Johnson | Solar | Net-Metering | 4.5 | Active | 4382300% | 4364200% | 2019
VEC | Essex Junction | Solar | Net-Metering | 10 | Active | 4373100% | 4364200% | 2019
VEC | Newport City | Solar | Net-Metering | 10 | Active | 4374700% | 4363700% | 2019
VEC | Hinesburg | Solar | Net-Metering | 12 | Active | 4368300% | 4363700% | 2019
VEC | Underhill | Solar | Net-Metering | 16.82 | Active | 4380800% | 4363700% | 2019
VEC | Underhill | Solar | Net-Metering | 10.9 | Active | 4368600% | 4363600% | 2019
VEC | Jericho | Solar | Net-Metering | 6 | Active | 4383300% | 4364000% | 2020
VEC | Fletcher | Solar | Net-Metering | 15 | Active | 4418700% | 4364000% | 2020
VEC | Irasburg | Solar | Net-Metering | 15 | Active | 4439800% | 4363600% | 2021
VEC | Hinesburg | Solar | Net-Metering | 8.85 | Active | 4372500% | 4364000% | 2019
VEC | Berkshire | Solar | Net-Metering | 7.6 | Active | 4373100% | 4363700% | 2019
VEC | Cambridge | Solar | Net-Metering | 15 | Active | 4368900% | 4363600% | 2019
VEC | Underhill | Solar | Net-Metering | 7.6 | Active | 4367200% | 4363600% | 2019
VEC | Sheldon | Solar | Net-Metering | 10 | Active | 4394900% | 4363500% | 2020
VEC | Grand Isle | Solar | Net-Metering | 8.6 | Active | 4368600% | 4363500% | 2019
VEC | Jericho | Solar | Net-Metering | 10 | Active | 4374200% | 4363500% | 2019
VEC | Swanton | Solar | Net-Metering | 7.6 | Active | 4368400% | 4363500% | 2019
VEC | St. George | Solar | Net-Metering | 4.13 | Active | 4376900% | 4363400% | 2019
VEC | Williston | Solar | Net-Metering | 14.16 | Active | 4371400% | 4362800% | 2019
VEC | Hinesburg | Solar | Net-Metering | 7.6 | Active | 4377000% | 4363500% | 2019
VEC | Jericho | Solar | Net-Metering | 10 | Active | 4394800% | 4363300% | 2020
VEC | Starksboro | Solar | Net-Metering | 9.73 | Active | 4372600% | 4363300% | 2019
VEC | Eden | Solar | Net-Metering | 4.72 | Active | 4366800% | 4362600% | 2019
VEC | Huntington | Solar | Net-Metering | 8.26 | Active | 4398600% | 4362800% | 2020
VEC | Albany | Solar | Net-Metering | 8.85 | Active | 4368600% | 4362800% | 2019
VEC | Craftsbury | Solar | Net-Metering | 17.6 | Active | 4367100% | 4362900% | 2019
VEC | Grand Isle | Solar | Net-Metering | 4 | Active | 4372100% | 4362900% | 2019
VEC | Alburgh | Solar | Net-Metering | 7.6 | Active | 4370700% | 4362900% | 2019
VEC | Johnson | Solar | Net-Metering | 7.08 | Active | 4368900% | 4363300% | 2019
VEC | Hinesburg | Solar | Net-Metering | 7.67 | Active | 4371400% | 4363400% | 2019
VEC | Alburgh | Solar | Net-Metering | 10 | Active | 4363700% | 4357100% | 2019
VEC | Jericho | Solar | Net-Metering | 7.6 | Active | 4367100% | 4362100% | 2019
VEC | Brownington | Solar | Net-Metering | 13.6 | Active | 4378100% | 4362200% | 2019
VEC | Richmond | Solar | Net-Metering | 7.6 | Active | 4366200% | 4362300% | 2019
VEC | Grand Isle | Solar | Net-Metering | 6 | Active | 4380800% | 4362100% | 2019
VEC | Montgomery | Solar | Net-Metering | 6 | Active | 4364400% | 4362000% | 2019
VEC | Morgan | Solar | Net-Metering | 10 | Active | 4371400% | 4362200% | 2019
VEC | Jericho | Solar | Net-Metering | 7.6 | Active | 4378200% | 4362200% | 2019
VEC | Johnson | Solar | Net-Metering | 5.31 | Active | 4367200% | 4361300% | 2019
VEC | Hyde Park | Solar | Net-Metering | 7.7 | Active | 4363400% | 4363000% | 2019
VEC | Fairfield | Solar | Net-Metering | 7.6 | Active | 4374000% | 4360600% | 2019
VEC | Williston | Solar | Net-Metering | 10 | Active | 4365700% | 4361500% | 2019
VEC | Derby | Solar | Net-Metering | 5 | Active | 4364200% | 4361300% | 2019
VEC | St. Albans City | Solar | Net-Metering | 7.6 | Active | 4365100% | 4361300% | 2019
VEC | Alburgh | Solar | Net-Metering | 10 | Active | 4364300% | 4360800% | 2019
VEC | Fairfax | Solar | Net-Metering | 5 | Active | 4369800% | 4362000% | 2019
VEC | Brighton | Solar | Net-Metering | 10 | Active | 4367200% | 4362000% | 2019
VEC | Troy | Solar | Net-Metering | 3.8 | Active | 4364300% | 4361300% | 2019
VEC | Huntington | Solar | Net-Metering | 3 | Active | 4411600% | 4362000% | 2020
VEC | Holland | Solar | Net-Metering | 150 | Active | 4410400% | 4361600% | 2020
VEC | Richmond | Solar | Net-Metering | 6.2 | Active | 4372100% | 4361300% | 2019
VEC | Hinesburg | Solar | Net-Metering | 5 | Active | 4400400% | 4361900% | 2020
VEC | Jericho | Solar | Net-Metering | 5 | Active | 4363700% | 4361900% | 2019
VEC | Franklin | Solar | Net-Metering | 10 | Active | 4362800% | 4360100% | 2019
VEC | Troy | Solar | Net-Metering | 7.6 | Active | 4367200% | 4360600% | 2019
VEC | Canaan | Solar | Net-Metering | 8.4 | Active | 4362100% | 4359900% | 2019
VEC | Sheldon | Solar | Net-Metering | 15 | Active | 4368400% | 4358000% | 2019
VEC | St. George | Solar | Net-Metering | 5 | Active | 4364300% | 4359900% | 2019
VEC | Sheldon | Solar | Net-Metering | 15 | Active | 4368400% | 4358000% | 2019
VEC | Sheldon | Solar | Net-Metering | 15 | Active | 4368400% | 4358000% | 2019
VEC | Sheldon | Solar | Net-Metering | 8.85 | Active | 4377000% | 4359200% | 2019
VEC | Richford | Solar | Net-Metering | 8.85 | Active | 4443500% | 4359100% | 2021
VEC | Newport Town | Solar | Net-Metering | 6 | Active | 4363000% | 4359400% | 2019
VEC | Williston | Solar | Net-Metering | 5 | Active | 4362600% | 4359500% | 2019
VEC | Huntington | Solar | Net-Metering | 7.6 | Active | 4366300% | 4359800% | 2019
VEC | Craftsbury | Solar | Net-Metering | 6 | Active | 4366800% | 4359800% | 2019
VEC | Newport Town | Solar | Net-Metering | 7.6 | Active | 4364400% | 4358700% | 2019
VEC | Underhill | Solar | Net-Metering | 6 | Active | 4362100% | 4358500% | 2019
VEC | Huntington | Solar | Net-Metering | 11.4 | Active | 4360900% | 4358700% | 2019
VEC | Morgan | Solar | Net-Metering | 6 | Active | 4380500% | 4358500% | 2019
VEC | North Hero | Solar | Net-Metering | 5.76 | Active | 4360700% | 4357800% | 2019
VEC | Richford | Solar | Net-Metering | 10 | Active | 4363000% | 4357400% | 2019
VEC | Franklin | Solar | Net-Metering | 15 | Active | 4381800% | 4358000% | 2019
VEC | Canaan | Solar | Net-Metering | 6 | Active | 4384000% | 4358000% | 2020
VEC | Derby | Solar | Net-Metering | 11.4 | Active | 4359900% | 4357900% | 2019
VEC | Troy | Solar | Net-Metering | 8.8 | Active | 4363000% | 4356300% | 2019
VEC | Hinesburg | Solar | Net-Metering | 11.4 | Active | 4367800% | 4358500% | 2019
VEC | Grand Isle | Solar | Net-Metering | 10 | Active | 4361300% | 4358400% | 2019
VEC | Albany | Solar | Net-Metering | 7.08 | Active | 4364800% | 4358500% | 2019
VEC | Sheldon | Solar | Net-Metering | 18 | Active | 4369300% | 4355100% | 2019
VEC | Alburgh | Solar | Net-Metering | 5 | Active | 4359300% | 4342000% | 2019
VEC | Franklin | Solar | Net-Metering | 9.86 | Active | 4363700% | 4357300% | 2019
VEC | Alburgh | Solar | Net-Metering | 7.6 | Active | 4361300% | 4356700% | 2019
VEC | Richmond | Solar | Net-Metering | 7.6 | Active | 4362100% | 4357200% | 2019
VEC | Hyde Park | Solar | Net-Metering | 7 | Active | 4361200% | 4357000% | 2019
VEC | Williston | Solar | Net-Metering | 6 | Active | 4358800% | 4357000% | 2019
VEC | Wheelock | Solar | Net-Metering | 9.8 | Active | 4364300% | 4356300% | 2019
VEC | Underhill | Solar | Net-Metering | 11.4 | Active | 4358800% | 4356400% | 2019
VEC | Williston | Solar | Net-Metering | 11.4 | Active | 4360900% | 4356300% | 2019
VEC | Williston | Solar | Net-Metering | 6.96 | Active | 4369000% | 4355600% | 2019
VEC | Eden | Solar | Net-Metering | 11.4 | Active | 4364000% | 4354900% | 2019
VEC | Alburgh | Solar | Net-Metering | 3.8 | Active | 4360600% | 4355300% | 2019
VEC | Williston | Solar | Net-Metering | 10 | Active | 4363700% | 4355300% | 2019
VEC | Richford | Solar | Net-Metering | 15 | Active | 4379400% | 4355700% | 2019
VEC | Richmond | Solar | Net-Metering | 7.6 | Active | 4357200% | 4355000% | 2019
VEC | Albany | Solar | Net-Metering | 21.17 | Active | 4369200% | 4354900% | 2019
VEC | Hinesburg | Solar | Net-Metering | 7.6 | Active | 4356400% | 4354500% | 2019
VEC | Swanton | Solar | Net-Metering | 7.6 | Active | 4357200% | 4354500% | 2019
VEC | Essex | Solar | Net-Metering | 6 | Active | 4357200% | 4354600% | 2019
VEC | Fairfax | Solar | Net-Metering | 3.8 | Active | 4364000% | 4354600% | 2019
VEC | Montgomery | Solar | Net-Metering | 11.4 | Active | 4358400% | 4354300% | 2019
VEC | Newport City | Solar | Net-Metering | 6 | Active | 4355300% | 4352400% | 2019
VEC | Derby | Solar | Net-Metering | 10 | Active | 4360100% | 4354300% | 2019
VEC | Williston | Solar | Net-Metering | 10 | Active | 4362300% | 4354400% | 2019
VEC | Hinesburg | Solar | Net-Metering | 11.21 | Active | 4360100% | 4353200% | 2019
VEC | Richford | Solar | Net-Metering | 10 | Active | 4355700% | 4353100% | 2019
VEC | Albany | Solar | Net-Metering | 5.9 | Active | 4358500% | 4353100% | 2019
VEC | Derby | Solar | Net-Metering | 3 | Active | 4355800% | 4353500% | 2019
VEC | Cambridge | Solar | Net-Metering | 5 | Active | 4356700% | 4353700% | 2019
VEC | Westford | Solar | Net-Metering | 6 | Active | 4360900% | 4353100% | 2019
VEC | Williston | Solar | Net-Metering | 4.72 | Active | 4359400% | 4353500% | 2019
VEC | Albany | Solar | Net-Metering | 11.4 | Active | 4363700% | 4353200% | 2019
VEC | Newport Town | Solar | Net-Metering | 3 | Active | 4357400% | 4352200% | 2019
VEC | South Hero | Solar | Net-Metering | 7.6 | Active | 4363600% | 4352300% | 2019
VEC | Richford | Solar | Net-Metering | 10 | Active | 4362000% | 4352200% | 2019
VEC | Alburgh | Solar | Net-Metering | 3.8 | Active | 4363000% | 4352800% | 2019
VEC | South Hero | Solar | Net-Metering | 22.8 | Active | 4366200% | 4352800% | 2019
VEC | Jericho | Solar | Net-Metering | 11.4 | Active | 4363700% | 4350700% | 2019
VEC | Hinesburg | Solar | Net-Metering | 3.6 | Active | 4353200% | 4352900% | 2019
VEC | Norton | Solar | Net-Metering | 5 | Active | 4356400% | 4349700% | 2019
VEC | Hinesburg | Solar | Net-Metering | 5.31 | Active | 4353200% | 4350400% | 2019
VEC | Fairfield | Solar | Net-Metering | 10 | Active | 4361500% | 4351500% | 2019
VEC | Berkshire | Solar | Net-Metering | 3 | Active | 4354400% | 4350300% | 2019
VEC | Alburgh | Solar | Net-Metering | 11.4 | Active | 4358100% | 4351000% | 2019
VEC | Cambridge | Solar | Net-Metering | 15 | Active | 4380500% | 4363800% | 2019
VEC | Derby | Solar | Net-Metering | 7.6 | Active | 4359400% | 4351100% | 2019
VEC | Westford | Solar | Net-Metering | 5 | Active | 4353000% | 4350400% | 2019
VEC | Coventry | Solar | Net-Metering | 3 | Active | 4357700% | 4349700% | 2019
VEC | Waterville | Solar | Net-Metering | 7.6 | Active | 4355000% | 4351000% | 2019
VEC | Huntington | Solar | Net-Metering | 3.8 | Active | 4353200% | 4351000% | 2019
VEC | Hinesburg | Solar | Net-Metering | 3.9 | Active | 4096900% | 4085100% | 2012
VEC | Troy | Solar | Net-Metering | 5 | Active | 4360600% | 4349600% | 2019
VEC | Newport Town | Solar | Net-Metering | 7.6 | Active | 4353900% | 4349400% | 2019
VEC | Williston | Solar | Net-Metering | 11.4 | Active | 4379400% | 4349500% | 2019
VEC | Stowe | Solar | Net-Metering | 7.6 | Active | 4368300% | 4349500% | 2019
VEC | Holland | Solar | Net-Metering | 11.4 | Active | 4359400% | 4349600% | 2019
VEC | Lowell | Solar | Net-Metering | 7.7 | Active | 4352500% | 4349000% | 2019
VEC | Grand Isle | Solar | Net-Metering | 10 | Active | 4352900% | 4347900% | 2019
VEC | Fairfax | Solar | Net-Metering | 11.4 | Active | 4363700% | 4348800% | 2019
VEC | Derby | Solar | Net-Metering | 10 | Active | 4361300% | 4349300% | 2019
VEC | Cambridge | Solar | Net-Metering | 7.6 | Active | 4350100% | 4347500% | 2019
VEC | Hinesburg | Solar | Net-Metering | 10 | Active | 4350800% | 4348000% | 2019
VEC | Essex Junction | Solar | Net-Metering | 10.31 | Active | 4358800% | 4348700% | 2019
VEC | Alburgh | Solar | Net-Metering | 7.6 | Active | 4356000% | 4348700% | 2019
VEC | Grand Isle | Solar | Net-Metering | 3.8 | Active | 4352300% | 4348300% | 2019
VEC | Highgate | Solar | Net-Metering | 13.6 | Active | 4363000% | 4347400% | 2019
VEC | Derby | Solar | Net-Metering | 10 | Active | 4354200% | 4346900% | 2019
VEC | Glover | Solar | Net-Metering | 6 | Active | 4356400% | 4347400% | 2019
VEC | Troy | Solar | Net-Metering | 7.6 | Active | 4358000% | 4347400% | 2019
VEC | Troy | Solar | Net-Metering | 10 | Active | 4354200% | 4346500% | 2019
VEC | Williston | Solar | Net-Metering | 5.61 | Active | 4369300% | 4346200% | 2019
VEC | Underhill | Solar | Net-Metering | 7.6 | Active | 4369300% | 4346800% | 2019
VEC | Highgate | Solar | Net-Metering | 8.26 | Active | 4358700% | 4346200% | 2019
VEC | Derby | Solar | Net-Metering | 6 | Active | 4347500% | 4343300% | 2019
VEC | Craftsbury | Solar | Net-Metering | 30 | Active | 4352100% | 4340200% | 2019
VEC | Barton | Solar | Net-Metering | 10 | Active | 4357700% | 4345300% | 2019
VEC | Waterville | Solar | Net-Metering | 15 | Active | 4373900% | 4344700% | 2019
VEC | Newport City | Solar | Net-Metering | 6 | Active | 4357700% | 4345500% | 2019
VEC | Franklin | Solar | Net-Metering | 9 | Active | 4355700% | 4345500% | 2019
VEC | Derby | Solar | Net-Metering | 4.6 | Active | 4349700% | 4345500% | 2019
VEC | Troy | Solar | Net-Metering | 3.8 | Active | 4359400% | 4345500% | 2019
VEC | Grand Isle | Solar | Net-Metering | 10.6 | Active | 4369300% | 4345500% | 2019
VEC | South Hero | Solar | Net-Metering | 3.8 | Active | 4364000% | 4345500% | 2019
VEC | Richford | Solar | Net-Metering | 10 | Active | 4346000% | 4340600% | 2018
VEC | Morgan | Solar | Net-Metering | 15 | Active | 4359400% | 4341700% | 2019
VEC | Bakersfield | Solar | Net-Metering | 9 | Active | 4353800% | 4344600% | 2019
VEC | Cambridge | Solar | Net-Metering | 7.6 | Active | 4359400% | 4344600% | 2019
VEC | South Hero | Solar | Net-Metering | 7.6 | Active | 4349700% | 4344600% | 2019
VEC | Brighton | Solar | Net-Metering | 9 | Active | 4359500% | 4344600% | 2019
VEC | Derby | Solar | Net-Metering | 7.6 | Active | 4363700% | 4344600% | 2019
VEC | Fairfield | Solar | Net-Metering | 7.6 | Active | 4358800% | 4344600% | 2019
VEC | Troy | Solar | Net-Metering | 6 | Active | 4348000% | 4344600% | 2019
VEC | Hinesburg | Solar | Net-Metering | 10 | Active | 4351700% | 4344600% | 2019
VEC | Franklin | Solar | Net-Metering | 5 | Active | 4347200% | 4343700% | 2019
VEC | Grand Isle | Solar | Net-Metering | 3.8 | Active | 4346200% | 4343700% | 2018
VEC | Montgomery | Solar | Net-Metering | 5 | Active | 4360000% | 4344600% | 2019
VEC | Franklin | Solar | Net-Metering | 7.08 | Active | 4360000% | 4343700% | 2019
VEC | Derby | Solar | Net-Metering | 7.6 | Active | 4347500% | 4343200% | 2019
VEC | Albany | Solar | Net-Metering | 7.6 | Active | 4375200% | 4343200% | 2019
VEC | Grand Isle | Solar | Net-Metering | 7.6 | Active | 4347500% | 4343200% | 2019
VEC | Craftsbury | Solar | Net-Metering | 10 | Active | 4346800% | 4343200% | 2019
VEC | Lowell | Solar | Net-Metering | 7.7 | Active | 4351000% | 4347200% | 2019
VEC | Cambridge | Solar | Net-Metering | 7.6 | Active | 4358800% | 4343200% | 2019
VEC | South Hero | Solar | Net-Metering | 7.6 | Active | 4341700% | 4341600% | 2018
VEC | South Hero | Solar | Net-Metering | 7.6 | Active | 4348600% | 4343200% | 2019
VEC | St. George | Solar | Net-Metering | 5 | Active | 4350900% | 4343200% | 2019
VEC | Derby | Solar | Net-Metering | 3 | Active | 4367100% | 4343200% | 2019
VEC | Starksboro | Solar | Net-Metering | 3.8 | Active | 4345400% | 4341600% | 2018
VEC | Cambridge | Solar | Net-Metering | 11.4 | Active | 4346200% | 4341600% | 2018
VEC | Highgate | Solar | Net-Metering | 15 | Active | 4363000% | 4341600% | 2019
VEC | Newport City | Solar | Net-Metering | 7.6 | Active | 4348600% | 4341600% | 2019
VEC | South Hero | Solar | Net-Metering | 10 | Active | 4345300% | 4341600% | 2018
VEC | Franklin | Solar | Net-Metering | 10 | Active | 4358400% | 4341600% | 2019
VEC | Hinesburg | Solar | Net-Metering | 3.8 | Active | 4344600% | 4341600% | 2018
VEC | Newport Town | Solar | Net-Metering | 3.6 | Active | 4356400% | 4341600% | 2019
VEC | Swanton | Solar | Net-Metering | 7.6 | Active | 4344500% | 4341600% | 2018
VEC | Troy | Solar | Net-Metering | 7.6 | Active | 4346900% | 4341600% | 2019
VEC | Williston | Solar | Net-Metering | 9 | Active | 4349700% | 4341600% | 2019
VEC | Newport Town | Solar | Net-Metering | 4.6 | Active | 4344800% | 4341600% | 2018
VEC | Alburgh | Solar | Net-Metering | 15 | Active | 4346200% | 4341600% | 2018
VEC | Essex Junction | Solar | Net-Metering | 7.6 | Active | 4352800% | 4341600% | 2019
VEC | Barton | Solar | Net-Metering | 11.4 | Active | 4359900% | 4341600% | 2019
VEC | Eden | Solar | Net-Metering | 7.6 | Active | 4343800% | 4341600% | 2018
VEC | Newport Town | Solar | Net-Metering | 7.6 | Active | 4361300% | 4341600% | 2019
VEC | Newport Town | Solar | Net-Metering | 10 | Active | 4344800% | 4341600% | 2018
VEC | Richford | Solar | Net-Metering | 10 | Active | 4361500% | 4341600% | 2019
VEC | Cambridge | Solar | Net-Metering | 5 | Active | 4341300% | 4338200% | 2018
VEC | Johnson | Solar | Net-Metering | 3.8 | Active | 4342000% | 4327900% | 2018
VEC | Richford | Solar | Net-Metering | 7.6 | Active | 4345200% | 4341600% | 2018
VEC | Bolton | Solar | Net-Metering | 6 | Active | 4345400% | 4341600% | 2018
VEC | Richford | Solar | Net-Metering | 7.6 | Active | 4345400% | 4341600% | 2018
VEC | Derby | Solar | Net-Metering | 11.4 | Active | 4344600% | 4341600% | 2018
VEC | Hinesburg | Solar | Net-Metering | 12.6 | Active | 4363000% | 4341600% | 2019
VEC | Newport Town | Solar | Net-Metering | 6 | Active | 4342400% | 4340200% | 2018
VEC | Fairfield | Solar | Net-Metering | 7.6 | Active | 4346200% | 4341600% | 2018
VEC | Derby | Solar | Net-Metering | 11.4 | Active | 4345400% | 4341600% | 2018
VEC | Irasburg | Solar | Net-Metering | 10 | Active | 4364000% | 4341600% | 2019
VEC | Richford | Solar | Net-Metering | 10 | Active | 4361300% | 4341600% | 2019
VEC | Swanton | Solar | Net-Metering | 15 | Active | 4340600% | 4338800% | 2018
VEC | Morgan | Solar | Net-Metering | 6 | Active | 4341200% | 4338800% | 2018
VEC | Grand Isle | Solar | Net-Metering | 7.6 | Active | 4343300% | 4338800% | 2018
VEC | Newport Town | Solar | Net-Metering | 7.6 | Active | 4340900% | 4338800% | 2018
VEC | South Hero | Solar | Net-Metering | 7.6 | Active | 4339600% | 4304000% | 2018
VEC | Brownington | Solar | Net-Metering | 8 | Active | 4340500% | 4338100% | 2018
VEC | Highgate | Solar | Net-Metering | 15 | Active | 4364800% | 4338800% | 2019
VEC | Albany | Solar | Net-Metering | 7.6 | Active | 4341700% | 4338100% | 2018
VEC | Enosburgh | Solar | Net-Metering | 10 | Active | 4339000% | 4327000% | 2018
VEC | Newport Town | Solar | Net-Metering | 7.6 | Active | 4362200% | 4338100% | 2019
VEC | Albany | Solar | Net-Metering | 7.6 | Active | 4344700% | 4338100% | 2018
VEC | Derby | Solar | Net-Metering | 7.6 | Active | 4343200% | 4338100% | 2018
VEC | Newport Town | Solar | Net-Metering | 7.6 | Active | 4368200% | 4338100% | 2019
VEC | Westford | Solar | Net-Metering | 9 | Active | 4341100% | 4337500% | 2018
VEC | Troy | Solar | Net-Metering | 10 | Active | 4340200% | 4337500% | 2018
VEC | Georgia | Solar | Net-Metering | 7.6 | Active | 4340500% | 4337500% | 2018
VEC | Huntington | Solar | Net-Metering | 5.61 | Active | 4342500% | 4337500% | 2018
VEC | Westfield | Solar | Net-Metering | 7.6 | Active | 4340900% | 4337500% | 2018
VEC | Isle La Motte | Solar | Net-Metering | 11.4 | Active | 4345100% | 4337500% | 2018
VEC | Jay | Solar | Net-Metering | 7.6 | Active | 4340500% | 4337500% | 2018
VEC | Newport Town | Solar | Net-Metering | 5 | Active | 4347600% | 4337000% | 2019
VEC | Alburgh | Solar | Net-Metering | 5 | Active | 4343200% | 4337000% | 2018
VEC | Jay | Solar | Net-Metering | 6 | Active | 4338200% | 4335000% | 2018
VEC | Richmond | Solar | Net-Metering | 5.31 | Active | 4340700% | 4337000% | 2018
VEC | Johnson | Solar | Net-Metering | 19 | Active | 4347300% | 4337000% | 2019
VEC | Grand Isle | Solar | Net-Metering | 6 | Active | 4352400% | 4337000% | 2019
VEC | Canaan | Solar | Net-Metering | 10 | Active | 4340500% | 4337000% | 2018
VEC | Lowell | Solar | Net-Metering | 10 | Active | 4339100% | 4337000% | 2018
VEC | Jericho | Solar | Net-Metering | 7.6 | Active | 4347500% | 4337000% | 2019
VEC | South Hero | Solar | Net-Metering | 7.6 | Active | 4346000% | 4337000% | 2018
VEC | Hinesburg | Solar | Net-Metering | 7.6 | Active | 4337600% | 4335000% | 2018
VEC | Newport Town | Solar | Net-Metering | 12 | Active | 4344800% | 4337000% | 2018
VEC | Cambridge | Solar | Net-Metering | 6 | Active | 4339500% | 4337000% | 2018
VEC | Fletcher | Solar | Net-Metering | 5 | Active | 4339700% | 4337000% | 2018
VEC | Richford | Solar | Net-Metering | 6 | Active | 4340300% | 4337000% | 2018
VEC | Irasburg | Solar | Net-Metering | 3.6 | Active | 4342400% | 4337000% | 2018
VEC | Troy | Solar | Net-Metering | 7.6 | Active | 4341200% | 4337000% | 2018
VEC | Newport Town | Solar | Net-Metering | 7.6 | Active | 4339700% | 4336200% | 2018
VEC | Maidstone | Solar | Net-Metering | 5 | Active | 4366200% | 4337000% | 2019
VEC | Albany | Solar | Net-Metering | 5.9 | Active | 4339200% | 4336200% | 2018
VEC | Coventry | Solar | Net-Metering | 6 | Active | 4340200% | 4336200% | 2018
VEC | Holland | Solar | Net-Metering | 18 | Active | 4339200% | 4336200% | 2018
VEC | Newport Town | Solar | Net-Metering | 6 | Active | 4339000% | 4335700% | 2018
VEC | Williston | Solar | Net-Metering | 7.6 | Active | 4343200% | 4336300% | 2018
VEC | South Hero | Solar | Net-Metering | 5 | Active | 4344500% | 4335700% | 2018
VEC | Shelburne | Solar | Net-Metering | 7.6 | Active | 4338300% | 4335700% | 2018
VEC | Troy | Solar | Net-Metering | 11.4 | Active | 4339200% | 4335600% | 2018
VEC | Westford | Solar | Net-Metering | 6.67 | Active | 4338900% | 4335600% | 2018
VEC | Troy | Solar | Net-Metering | 7.6 | Active | 4338200% | 4335600% | 2018
VEC | Alburgh | Solar | Net-Metering | 6 | Active | 4336100% | 4331300% | 2018
VEC | Newport Town | Solar | Net-Metering | 7.6 | Active | 4337700% | 4332000% | 2018
VEC | Grand Isle | Solar | Net-Metering | 7.6 | Active | 4336100% | 4332000% | 2018
VEC | Fletcher | Solar | Net-Metering | 7.6 | Active | 4337400% | 4334900% | 2018
VEC | Hinesburg | Solar | Net-Metering | 7.6 | Active | 4338100% | 4334900% | 2018
VEC | Derby | Solar | Net-Metering | 5 | Active | 4338300% | 4334900% | 2018
VEC | Lemington | Solar | Net-Metering | 6.38 | Active | 4336000% | 4334200% | 2018
VEC | Fairfax | Solar | Net-Metering | 8.8 | Active | 4339000% | 4334900% | 2018
VEC | Troy | Solar | Net-Metering | 11 | Active | 4343300% | 4334200% | 2018
VEC | Franklin | Solar | Net-Metering | 6 | Active | 4339000% | 4334200% | 2018
VEC | Irasburg | Solar | Net-Metering | 7.6 | Active | 4336100% | 4334200% | 2018
VEC | Hinesburg | Solar | Net-Metering | 10 | Active | 4339600% | 4334200% | 2018
VEC | Newport Town | Solar | Net-Metering | 3.8 | Active | 4335400% | 4327800% | 2018
VEC | Morgan | Solar | Net-Metering | 7.6 | Active | 4339000% | 4334200% | 2018
VEC | Underhill | Solar | Net-Metering | 6 | Active | 4337700% | 4334200% | 2018
VEC | Glover | Solar | Net-Metering | 7.6 | Active | 4337600% | 4334200% | 2018
VEC | Brighton | Solar | Net-Metering | 3.8 | Active | 4343300% | 4333200% | 2018
VEC | Westford | Solar | Net-Metering | 5 | Active | 4345500% | 4333200% | 2018
VEC | Coventry | Solar | Net-Metering | 5 | Active | 4337800% | 4333200% | 2018
VEC | Sheldon | Solar | Net-Metering | 10 | Active | 4333300% | 4326100% | 2018
VEC | Berkshire | Solar | Net-Metering | 12.6 | Active | 4343400% | 4331800% | 2018
VEC | Franklin | Solar | Net-Metering | 8.12 | Active | 4335000% | 4331500% | 2018
VEC | Derby | Solar | Net-Metering | 3 | Active | 4341100% | 4331800% | 2018
VEC | Derby | Solar | Net-Metering | 10 | Active | 4339000% | 4331500% | 2018
VEC | Richford | Solar | Net-Metering | 10 | Active | 4354200% | 4331200% | 2019
VEC | Grand Isle | Solar | Net-Metering | 6 | Active | 4341200% | 4331200% | 2018
VEC | Jericho | Solar | Net-Metering | 7.6 | Active | 4344800% | 4331200% | 2018
VEC | Derby | Solar | Net-Metering | 11.44 | Active | 4334300% | 4331200% | 2018
VEC | South Hero | Solar | Net-Metering | 7.6 | Active | 4339600% | 4330500% | 2018
VEC | St. Albans City | Solar | Net-Metering | 9 | Active | 4346900% | 4330500% | 2019
VEC | Derby | Solar | Net-Metering | 4.6 | Active | 4339000% | 4330500% | 2018
VEC | Fairfield | Solar | Net-Metering | 6 | Active | 4336100% | 4330500% | 2018
VEC | South Hero | Solar | Net-Metering | 10 | Active | 4334200% | 4322800% | 2018
VEC | Swanton | Solar | Net-Metering | 7.6 | Active | 4338900% | 4329000% | 2018
VEC | Morristown | Solar | Net-Metering | 11.4 | Active | 4330500% | 4300900% | 2018
VEC | Grand Isle | Solar | Net-Metering | 7.6 | Active | 4331900% | 4329000% | 2018
VEC | Bolton | Solar | Net-Metering | 6 | Active | 4334800% | 4329000% | 2018
VEC | Williston | Solar | Net-Metering | 6.6 | Active | 4335400% | 4329000% | 2018
VEC | Hinesburg | Solar | Net-Metering | 6.38 | Active | 4334200% | 4329000% | 2018
VEC | Enosburgh | Solar | Net-Metering | 7.6 | Active | 4340400% | 4328000% | 2018
VEC | Hinesburg | Solar | Net-Metering | 10.15 | Active | 4332500% | 4328000% | 2018
VEC | Derby | Solar | Net-Metering | 4.6 | Active | 4330100% | 4322900% | 2018
VEC | Enosburgh | Solar | Net-Metering | 6.38 | Active | 4333600% | 4328300% | 2018
VEC | Derby | Solar | Net-Metering | 11.4 | Active | 4332600% | 4328000% | 2018
VEC | Fairfield | Solar | Net-Metering | 10 | Active | 4334900% | 4328000% | 2018
VEC | Derby | Solar | Net-Metering | 15 | Active | 4345700% | 4328000% | 2018
VEC | Cambridge | Solar | Net-Metering | 6 | Active | 4336700% | 4328000% | 2018
VEC | Newport Town | Solar | Net-Metering | 7.6 | Active | 4336800% | 4328000% | 2018
VEC | North Hero | Solar | Net-Metering | 5 | Active | 4346200% | 4328000% | 2018
VEC | Derby | Solar | Net-Metering | 16 | Active | 4332600% | 4328000% | 2018
VEC | Jericho | Solar | Net-Metering | 8.6 | Active | 4329300% | 4323100% | 2018
VEC | Isle La Motte | Solar | Net-Metering | 7.68 | Active | 4366500% | 4328100% | 2019
VEC | Lowell | Solar | Net-Metering | 10 | Active | 4332700% | 4327900% | 2018
VEC | Fairfield | Solar | Net-Metering | 7.6 | Active | 4359100% | 4327900% | 2019
VEC | Derby | Solar | Net-Metering | 11.4 | Active | 4336200% | 4327900% | 2018
VEC | South Hero | Solar | Net-Metering | 6 | Active | 4333500% | 4327900% | 2018
VEC | Westford | Solar | Net-Metering | 6 | Active | 4358800% | 4327900% | 2019
VEC | Cambridge | Solar | Net-Metering | 3 | Active | 4334800% | 4327900% | 2018
VEC | North Hero | Solar | Net-Metering | 7.6 | Active | 4365800% | 4327900% | 2019
VEC | Derby | Solar | Net-Metering | 15 | Active | 4338300% | 4327900% | 2018
VEC | Fairfield | Solar | Net-Metering | 6 | Active | 4337100% | 4327900% | 2018
VEC | Huntington | Solar | Net-Metering | 7.6 | Active | 4340200% | 4327900% | 2018
VEC | Berkshire | Solar | Net-Metering | 15 | Active | 4362700% | 4327900% | 2019
VEC | Lowell | Solar | Net-Metering | 14.7 | Active | 4332100% | 4327900% | 2018
VEC | Charleston | Solar | Net-Metering | 3 | Active | 4335400% | 4327900% | 2018
VEC | Cambridge | Solar | Net-Metering | 14.7 | Active | 4338400% | 4327900% | 2018
VEC | Derby | Solar | Net-Metering | 5 | Active | 4335400% | 4327900% | 2018
VEC | Williston | Solar | Net-Metering | 15 | Active | 4345100% | 4328000% | 2018
VEC | Hinesburg | Solar | Net-Metering | 5.8 | Active | 4332500% | 4327900% | 2018
VEC | South Hero | Solar | Net-Metering | 3.84 | Active | 4332800% | 4327900% | 2018
VEC | Derby | Solar | Net-Metering | 9 | Active | 4353600% | 4327900% | 2019
VEC | Charleston | Solar | Net-Metering | 5 | Active | 4342400% | 4327900% | 2018
VEC | Williston | Solar | Net-Metering | 2.9 | Active | 4344600% | 4327900% | 2018
VEC | Fairfax | Solar | Net-Metering | 3.8 | Active | 4334900% | 4327900% | 2018
VEC | South Hero | Solar | Net-Metering | 11.4 | Active | 4347200% | 4327900% | 2019
VEC | Montgomery | Solar | Net-Metering | 3.8 | Active | 4337800% | 4327900% | 2018
VEC | Williston | Solar | Net-Metering | 256 | Active | 4347600% | 4327900% | 2019
VEC | Richmond | Solar | Net-Metering | 4 | Active | 4328400% | 4323500% | 2018
VEC | Richmond | Solar | Net-Metering | 10 | Active | 4333900% | 4326900% | 2018
VEC | Grand Isle | Solar | Net-Metering | 3.8 | Active | 4331100% | 4327600% | 2018
VEC | Williston | Solar | Net-Metering | 12.6 | Active | 4327300% | 4317700% | 2018
VEC | Underhill | Solar | Net-Metering | 3.8 | Active | 4342500% | 4326600% | 2018
VEC | Hinesburg | Solar | Net-Metering | 6 | Active | 4329900% | 4326600% | 2018
VEC | Grand Isle | Solar | Net-Metering | 9 | Active | 4333200% | 4326600% | 2018
VEC | Fairfield | Solar | Net-Metering | 10 | Active | 4328000% | 4326600% | 2018
VEC | Eden | Solar | Net-Metering | 7.6 | Active | 4333500% | 4326600% | 2018
VEC | Underhill | Solar | Net-Metering | 7.6 | Active | 4334100% | 4326600% | 2018
VEC | South Hero | Solar | Net-Metering | 7.6 | Active | 4329400% | 4326300% | 2018
VEC | Huntington | Solar | Net-Metering | 6 | Active | 4348000% | 4326500% | 2019
VEC | Hyde Park | Solar | Net-Metering | 6 | Active | 4329000% | 4326300% | 2018
VEC | Charleston | Solar | Net-Metering | 5 | Active | 4332200% | 4326300% | 2018
VEC | Charleston | Solar | Net-Metering | 12 | Active | 4335500% | 4326300% | 2018
VEC | Underhill | Solar | Net-Metering | 10 | Active | 4337700% | 4326300% | 2018
VEC | Lowell | Solar | Net-Metering | 10 | Active | 4337500% | 4326300% | 2018
VEC | Troy | Solar | Net-Metering | 6 | Active | 4334800% | 4326300% | 2018
VEC | Williston | Solar | Net-Metering | 6.72 | Active | 4331200% | 4326300% | 2018
VEC | Williston | Solar | Net-Metering | 7.83 | Active | 4330600% | 4326300% | 2018
VEC | North Hero | Solar | Net-Metering | 5 | Active | 4335500% | 4325900% | 2018
VEC | Hinesburg | Solar | Net-Metering | 6.38 | Active | 4332000% | 4325900% | 2018
VEC | Fairfax | Solar | Net-Metering | 12.18 | Active | 4331400% | 4325800% | 2018
VEC | Jericho | Solar | Net-Metering | 6 | Active | 4332900% | 4325800% | 2018
VEC | Alburgh | Solar | Net-Metering | 5 | Active | 4329700% | 4325800% | 2018
VEC | Franklin | Solar | Net-Metering | 7.6 | Active | 4330400% | 4325800% | 2018
VEC | Grand Isle | Solar | Net-Metering | 15 | Active | 4361200% | 4325800% | 2019
VEC | Williston | Solar | Net-Metering | 7.6 | Active | 4331400% | 4325800% | 2018
VEC | North Hero | Solar | Net-Metering | 5 | Active | 4328400% | 4324900% | 2018
VEC | Grand Isle | Solar | Net-Metering | 7.6 | Active | 4334900% | 4324900% | 2018
VEC | Glover | Solar | Net-Metering | 4.5 | Active | 4343200% | 4324900% | 2018
VEC | Isle La Motte | Solar | Net-Metering | 12.8 | Active | 4334900% | 4324900% | 2018
VEC | North Hero | Solar | Net-Metering | 5 | Active | 4328400% | 4324900% | 2018
VEC | Hinesburg | Solar | Net-Metering | 15 | Active | 4334000% | 4324900% | 2018
VEC | Franklin | Solar | Net-Metering | 3.8 | Active | 4325600% | 4305600% | 2018
VEC | Grand Isle | Solar | Net-Metering | 10 | Active | 4329100% | 4324900% | 2018
VEC | Franklin | Solar | Net-Metering | 74.4 | Active | 4334400% | 4324900% | 2018
VEC | Newport Town | Solar | Net-Metering | 7.6 | Active | 4324100% | 4318000% | 2018
VEC | Glover | Solar | Net-Metering | 6 | Active | 4325100% | 4317400% | 2018
VEC | North Hero | Solar | Net-Metering | 4 | Active | 4323100% | 4313600% | 2018
VEC | Irasburg | Solar | Net-Metering | 9 | Active | 4329100% | 4322900% | 2018
VEC | Shelburne | Solar | Net-Metering | 3.8 | Active | 4325200% | 4321400% | 2018
VEC | Derby | Solar | Net-Metering | 7.6 | Active | 4330800% | 4322900% | 2018
VEC | Underhill | Solar | Net-Metering | 11.8 | Active | 4334800% | 4322400% | 2018
VEC | Barton | Solar | Net-Metering | 10 | Active | 4333400% | 4322400% | 2018
VEC | Glover | Solar | Net-Metering | 4 | Active | 4333400% | 4322400% | 2018
VEC | Lowell | Solar | Net-Metering | 11.4 | Active | 4340200% | 4322400% | 2018
VEC | Grand Isle | Solar | Net-Metering | 9 | Active | 4324200% | 4321600% | 2018
VEC | Williston | Solar | Net-Metering | 9 | Active | 4325600% | 4321600% | 2018
VEC | South Hero | Solar | Net-Metering | 3 | Active | 4326500% | 4313100% | 2018
VEC | North Hero | Solar | Net-Metering | 5 | Active | 4325100% | 4321400% | 2018
VEC | Coventry | Solar | Net-Metering | 10 | Active | 4324200% | 4321000% | 2018
VEC | Grand Isle | Solar | Net-Metering | 10 | Active | 4328000% | 4321000% | 2018
VEC | Alburgh | Solar | Net-Metering | 3.3 | Active | 4325900% | 4321400% | 2018
VEC | Fairfield | Solar | Net-Metering | 6.38 | Active | 4330000% | 4321000% | 2018
VEC | Williston | Solar | Net-Metering | 15 | Active | 4332900% | 4320800% | 2018
VEC | Williston | Solar | Net-Metering | 10 | Active | 4322700% | 4320800% | 2018
VEC | Derby | Solar | Net-Metering | 11.4 | Active | 4326300% | 4321000% | 2018
VEC | Lowell | Solar | Net-Metering | 6 | Active | 4326400% | 4320800% | 2018
VEC | Hinesburg | Solar | Net-Metering | 3.6 | Active | 4321000% | 4316800% | 2018
VEC | Hyde Park | Solar | Net-Metering | 4.36 | Active | 4323600% | 4320800% | 2018
VEC | Berkshire | Solar | Net-Metering | 6 | Active | 4331100% | 4320800% | 2018
VEC | Newport City | Solar | Net-Metering | 7.6 | Active | 4326600% | 4320800% | 2018
VEC | Holland | Solar | Net-Metering | 6 | Active | 4326400% | 4320800% | 2018
VEC | Newport City | Solar | Net-Metering | 5 | Active | 4326600% | 4320800% | 2018
VEC | Jericho | Solar | Net-Metering | 7.6 | Active | 4328000% | 4320800% | 2018
VEC | Fairfield | Solar | Net-Metering | 7.6 | Active | 4337600% | 4320800% | 2018
VEC | Lowell | Solar | Net-Metering | 11.4 | Active | 4323500% | 4320600% | 2018
VEC | Fairfield | Solar | Net-Metering | 3.8 | Active | 4331400% | 4320600% | 2018
VEC | Glover | Solar | Net-Metering | 11.4 | Active | 4327800% | 4320600% | 2018
VEC | Fairfax | Solar | Net-Metering | 8.41 | Active | 4325100% | 4320600% | 2018
VEC | Troy | Solar | Net-Metering | 13 | Active | 4327000% | 4320600% | 2018
VEC | Williston | Solar | Net-Metering | 11 | Active | 4338500% | 4320600% | 2018
VEC | Underhill | Solar | Net-Metering | 11.4 | Active | 4332200% | 4319400% | 2018
VEC | Westfield | Solar | Net-Metering | 6 | Active | 4327200% | 4320600% | 2018
VEC | Essex | Solar | Net-Metering | 6 | Active | 4331900% | 4319400% | 2018
VEC | Cambridge | Solar | Net-Metering | 6 | Active | 4334000% | 4319400% | 2018
VEC | Fairfield | Solar | Net-Metering | 6 | Active | 4407800% | 4319400% | 2020
VEC | Berkshire | Solar | Net-Metering | 10 | Active | 4326600% | 4319400% | 2018
VEC | Derby | Solar | Net-Metering | 10 | Active | 4322000% | 4319400% | 2018
VEC | Alburgh | Solar | Net-Metering | 7.6 | Active | 4327700% | 4319400% | 2018
VEC | Huntington | Solar | Net-Metering | 5.2 | Active | 4327200% | 4319300% | 2018
VEC | Lowell | Solar | Net-Metering | 5 | Active | 4322400% | 4319300% | 2018
VEC | Jericho | Solar | Net-Metering | 3 | Active | 4330400% | 4319300% | 2018
VEC | Glover | Solar | Net-Metering | 10 | Active | 4327100% | 4319300% | 2018
VEC | Alburgh | Solar | Net-Metering | 150 | Active | 4341200% | 4319300% | 2018
VEC | Jericho | Solar | Net-Metering | 7.6 | Active | 4329700% | 4318500% | 2018
VEC | Troy | Solar | Net-Metering | 5 | Active | 4330000% | 4318500% | 2018
VEC | Grand Isle | Solar | Net-Metering | 10.4 | Active | 4334800% | 4317400% | 2018
VEC | Fairfax | Solar | Net-Metering | 9 | Active | 4341300% | 4317400% | 2018
VEC | Derby | Solar | Net-Metering | 7.6 | Active | 4329300% | 4317400% | 2018
VEC | Grand Isle | Solar | Net-Metering | 3.8 | Active | 4321500% | 4318500% | 2018
VEC | Hinesburg | Solar | Net-Metering | 7.2 | Active | 4323800% | 4317400% | 2018
VEC | Morristown | Solar | Net-Metering | 6 | Active | 4324200% | 4317400% | 2018
VEC | Grand Isle | Solar | Net-Metering | 500 | Active | 4348200% | 4306100% | 2019
VEC | Derby | Solar | Net-Metering | 13.6 | Active | 4318200% | 4317300% | 2018
VEC | Holland | Solar | Net-Metering | 7.6 | Active | 4320700% | 4316700% | 2018
VEC | Williston | Solar | Net-Metering | 7.6 | Active | 4320900% | 4317100% | 2018
VEC | Hinesburg | Solar | Net-Metering | 6.96 | Active | 4328300% | 4317300% | 2018
VEC | Hinesburg | Solar | Net-Metering | 12 | Active | 4351500% | 4316800% | 2019
VEC | Franklin | Solar | Net-Metering | 3.6 | Active | 4320300% | 4316500% | 2018
VEC | Derby | Solar | Net-Metering | 10 | Active | 4324100% | 4316500% | 2018
VEC | Underhill | Solar | Net-Metering | 14.4 | Active | 4320200% | 4316100% | 2018
VEC | Grand Isle | Solar | Net-Metering | 10 | Active | 4320700% | 4316100% | 2018
VEC | Cambridge | Solar | Net-Metering | 5 | Active | 4323600% | 4315300% | 2018
VEC | Alburgh | Solar | Net-Metering | 30.4 | Active | 4321400% | 4315800% | 2018
VEC | South Hero | Solar | Net-Metering | 5 | Active | 4320100% | 4315800% | 2018
VEC | Essex | Solar | Net-Metering | 6 | Active | 4320000% | 4315800% | 2018
VEC | Huntington | Solar | Net-Metering | 7 | Active | 4316800% | 4316400% | 2018
VEC | Holland | Solar | Net-Metering | 5 | Active | 4319500% | 4315300% | 2018
VEC | Underhill | Solar | Net-Metering | 7.6 | Active | 4321700% | 4315300% | 2018
VEC | South Hero | Solar | Net-Metering | 6.6 | Active | 4318500% | 4315100% | 2018
VEC | Holland | Solar | Net-Metering | 3 | Active | 4407800% | 4315100% | 2020
VEC | Barton | Solar | Net-Metering | 9.52 | Active | 4315700% | 4308400% | 2018
VEC | Cambridge | Solar | Net-Metering | 47.6 | Active | 4358400% | 4314600% | 2019
VEC | Fairfield | Solar | Net-Metering | 12.76 | Active | 4315000% | 4309500% | 2018
VEC | Newport City | Solar | Net-Metering | 20.72 | Active | 4320900% | 4314500% | 2018
VEC | Charleston | Solar | Net-Metering | 7.6 | Active | 4326600% | 4313000% | 2018
VEC | Hinesburg | Solar | Net-Metering | 3.8 | Active | 4318800% | 4313000% | 2018
VEC | Cambridge | Solar | Net-Metering | 3.6 | Active | 4320000% | 4313000% | 2018
VEC | Hinesburg | Solar | Net-Metering | 5 | Active | 4318500% | 4313700% | 2018
VEC | Swanton | Solar | Net-Metering | 3 | Active | 4315700% | 4313000% | 2018
VEC | Derby | Solar | Net-Metering | 3.19 | Active | 4317400% | 4313700% | 2018
VEC | Hinesburg | Solar | Net-Metering | 5 | Active | 4321600% | 4313100% | 2018
VEC | Derby | Solar | Net-Metering | 5 | Active | 4321300% | 4313700% | 2018
VEC | Alburgh | Solar | Net-Metering | 3 | Active | 4313600% | 4311100% | 2018
VEC | Newport Town | Solar | Net-Metering | 7.6 | Active | 4324100% | 4313100% | 2018
VEC | Underhill | Solar | Net-Metering | 7.6 | Active | 4313100% | 4299100% | 2018
VEC | Alburgh | Solar | Net-Metering | 9 | Active | 4322300% | 4311600% | 2018
VEC | Grand Isle | Solar | Net-Metering | 5.2 | Active | 4330400% | 4312500% | 2018
VEC | Grand Isle | Solar | Net-Metering | 10 | Active | 4326600% | 4312300% | 2018
VEC | Highgate | Solar | Net-Metering | 6 | Active | 4336700% | 4310900% | 2018
VEC | Williston | Solar | Net-Metering | 17.6 | Active | 4320700% | 4310900% | 2018
VEC | Craftsbury | Solar | Net-Metering | 6 | Active | 4325700% | 4310900% | 2018
VEC | Huntington | Solar | Net-Metering | 7.6 | Active | 4315800% | 4310400% | 2018
VEC | Morristown | Solar | Net-Metering | 3.8 | Active | 4356700% | 4310400% | 2019
VEC | Stowe | Solar | Net-Metering | 6 | Active | 4312500% | 4307600% | 2018
VEC | Westford | Solar | Net-Metering | 7.6 | Active | 4319200% | 4309800% | 2018
VEC | Grand Isle | Solar | Net-Metering | 6 | Active | 4310500% | 4308400% | 2018
VEC | Derby | Solar | Net-Metering | 6 | Active | 4325900% | 4309800% | 2018
VEC | Fairfax | Solar | Net-Metering | 13.6 | Active | 4310800% | 4307600% | 2018
VEC | Jericho | Solar | Net-Metering | 10 | Active | 4311200% | 4307600% | 2018
VEC | Jericho | Solar | Net-Metering | 3.8 | Active | 4308700% | 4307600% | 2017
VEC | Alburgh | Solar | Net-Metering | 6 | Active | 4307700% | 4302400% | 2017
VEC | Newport City | Solar | Net-Metering | 6 | Active | 4327000% | 4307600% | 2018
VEC | Cambridge | Solar | Net-Metering | 15 | Active | 4312300% | 4306900% | 2018
VEC | Berkshire | Solar | Net-Metering | 7.6 | Active | 4307700% | 4298500% | 2017
VEC | St. George | Solar | Net-Metering | 5.2 | Active | 4309000% | 4306900% | 2017
VEC | Williston | Solar | Net-Metering | 5 | Active | 4312300% | 4306900% | 2018
VEC | Georgia | Solar | Net-Metering | 7.6 | Active | 4315800% | 4306900% | 2018
VEC | Glover | Solar | Net-Metering | 6 | Active | 4310900% | 4306600% | 2018
VEC | Newport Town | Solar | Net-Metering | 8 | Active | 4327800% | 4305900% | 2018
VEC | North Hero | Solar | Net-Metering | 6 | Active | 4315000% | 4305900% | 2018
VEC | Richmond | Solar | Net-Metering | 11.4 | Active | 4311100% | 4304500% | 2018
VEC | Westfield | Solar | Net-Metering | 14 | Active | 4325600% | 4305500% | 2018
VEC | Johnson | Solar | Net-Metering | 4.35 | Active | 4327800% | 4304500% | 2018
VEC | Hinesburg | Solar | Net-Metering | 5 | Active | 4328300% | 4304000% | 2018
VEC | Grand Isle | Solar | Net-Metering | 10 | Active | 4332600% | 4304000% | 2018
VEC | Jericho | Solar | Net-Metering | 10 | Active | 4307300% | 4304500% | 2017
VEC | Cambridge | Solar | Net-Metering | 3.8 | Active | 4304200% | 4293700% | 2017
VEC | South Hero | Solar | Net-Metering | 10.4 | Active | 4306800% | 4302100% | 2017
VEC | Newport Town | Solar | Net-Metering | 5 | Active | 4315100% | 4302500% | 2018
VEC | Cambridge | Solar | Net-Metering | 3.8 | Active | 4307300% | 4303500% | 2017
VEC | South Hero | Solar | Net-Metering | 13.6 | Active | 4330400% | 4303100% | 2018
VEC | Huntington | Solar | Net-Metering | 10 | Active | 4307700% | 4302000% | 2017
VEC | Highgate | Solar | Net-Metering | 18 | Active | 4314400% | 4303100% | 2018
VEC | Georgia | Solar | Net-Metering | 6 | Active | 4303800% | 4303400% | 2017
VEC | Richmond | Solar | Net-Metering | 5 | Active | 4305500% | 4302700% | 2017
VEC | Irasburg | Solar | Net-Metering | 15 | Active | 4308200% | 4303100% | 2017
VEC | Alburgh | Solar | Net-Metering | 6 | Active | 4332100% | 4302500% | 2018
VEC | Johnson | Solar | Net-Metering | 5 | Active | 4307400% | 4303100% | 2017
VEC | Glover | Solar | Net-Metering | 6 | Active | 4310900% | 4302800% | 2018
VEC | Westfield | Solar | Net-Metering | 3.6 | Active | 4307300% | 4302700% | 2017
VEC | Johnson | Solar | Net-Metering | 16.4 | Active | 4314000% | 4303100% | 2018
VEC | Fairfield | Solar | Net-Metering | 3 | Active | 4308800% | 4302500% | 2017
VEC | Highgate | Solar | Net-Metering | 10.4 | Active | 4306100% | 4302500% | 2017
VEC | Franklin | Solar | Net-Metering | 6.6 | Active | 4306100% | 4302500% | 2017
VEC | Waterville | Solar | Net-Metering | 5 | Active | 4306800% | 4302100% | 2017
VEC | Westford | Solar | Net-Metering | 5.2 | Active | 4306800% | 4302100% | 2017
VEC | Hinesburg | Solar | Net-Metering | 5 | Active | 4304200% | 4302100% | 2017
VEC | Fairfax | Solar | Net-Metering | 10.4 | Active | 4307300% | 4301700% | 2017
VEC | Newport Town | Solar | Net-Metering | 4.6 | Active | 4325100% | 4301700% | 2018
VEC | Underhill | Solar | Net-Metering | 5 | Active | 4305600% | 4301300% | 2017
VEC | Isle La Motte | Solar | Net-Metering | 6 | Active | 4301900% | 4286300% | 2017
VEC | Sheldon | Solar | Net-Metering | 12.7 | Active | 4314500% | 4301400% | 2018
VEC | Fairfield | Solar | Net-Metering | 5 | Active | 4328600% | 4301300% | 2018
VEC | Westford | Solar | Net-Metering | 14.2 | Active | 4303800% | 4301000% | 2017
VEC | Underhill | Solar | Net-Metering | 7.6 | Active | 4305300% | 4300000% | 2017
VEC | Newport City | Solar | Net-Metering | 6 | Active | 4309700% | 4300000% | 2017
VEC | St. George | Solar | Net-Metering | 5 | Active | 4303800% | 4300000% | 2017
VEC | Montgomery | Solar | Net-Metering | 11.4 | Active | 4303800% | 4299700% | 2017
VEC | Berkshire | Solar | Net-Metering | 7.6 | Active | 4325100% | 4300000% | 2018
VEC | South Hero | Solar | Net-Metering | 6 | Active | 4306800% | 4300000% | 2017
VEC | Craftsbury | Solar | Net-Metering | 5 | Active | 4310300% | 4299700% | 2018
VEC | Williston | Solar | Net-Metering | 7.6 | Active | 4303500% | 4299700% | 2017
VEC | Morristown | Solar | Net-Metering | 7 | Active | 4301900% | 4299700% | 2017
VEC | Johnson | Solar | Net-Metering | 5 | Active | 4303500% | 4299600% | 2017
VEC | Richmond | Solar | Net-Metering | 3 | Active | 4301900% | 4299700% | 2017
VEC | Jericho | Solar | Net-Metering | 6 | Active | 4307400% | 4299700% | 2017
VEC | Jericho | Solar | Net-Metering | 10 | Active | 4301300% | 4299700% | 2017
VEC | South Hero | Solar | Net-Metering | 4.39 | Active | 4304800% | 4299700% | 2017
VEC | Williston | Solar | Net-Metering | 5.5 | Active | 4312300% | 4299600% | 2018
VEC | Essex Junction | Solar | Net-Metering | 2.25 | Active | 4330000% | 4299600% | 2018
VEC | Cambridge | Solar | Net-Metering | 15 | Active | 4301200% | 4299600% | 2017
VEC | Williston | Solar | Net-Metering | 6 | Active | 4308400% | 4299600% | 2017
VEC | Underhill | Solar | Net-Metering | 5 | Active | 4306000% | 4299600% | 2017
VEC | Belvidere | Solar | Net-Metering | 7.6 | Active | 4330500% | 4299600% | 2018
VEC | Richmond | Solar | Net-Metering | 3.6 | Active | 4301700% | 4299600% | 2017
VEC | Cambridge | Solar | Net-Metering | 3.6 | Active | 4301300% | 4298600% | 2017
VEC | Fairfield | Solar | Net-Metering | 11.4 | Active | 4323600% | 4299600% | 2018
VEC | Williston | Solar | Net-Metering | 10.4 | Active | 4301300% | 4297900% | 2017
VEC | Cambridge | Solar | Net-Metering | 6.6 | Active | 4299900% | 4297600% | 2017
VEC | Huntington | Solar | Net-Metering | 7.6 | Active | 4297800% | 4290300% | 2017
VEC | Belvidere | Solar | Net-Metering | 6 | Active | 4307600% | 4296900% | 2017
VEC | Holland | Solar | Net-Metering | 8.2 | Active | 4299800% | 4297500% | 2017
VEC | Lemington | Solar | Net-Metering | 500 | Active | 4380000% | 4309000% | 2019
VEC | Hinesburg | Solar | Net-Metering | 11.5 | Active | 4300700% | 4296400% | 2017
VEC | Montgomery | Solar | Net-Metering | 3.8 | Active | 4306200% | 4296300% | 2017
VEC | North Hero | Solar | Net-Metering | 7.6 | Active | 4310500% | 4296500% | 2018
VEC | Swanton | Solar | Net-Metering | 6.6 | Active | 4300600% | 4296300% | 2017
VEC | Eden | Solar | Net-Metering | 6 | Active | 4300400% | 4296100% | 2017
VEC | Jericho | Solar | Net-Metering | 3.8 | Active | 4301800% | 4296100% | 2017
VEC | Montgomery | Solar | Net-Metering | 3.8 | Active | 4299200% | 4296100% | 2017
VEC | Underhill | Solar | Net-Metering | 7.6 | Active | 4302600% | 4296100% | 2017
VEC | Essex | Solar | Net-Metering | 6 | Active | 4306100% | 4296100% | 2017
VEC | Enosburgh | Solar | Net-Metering | 7.6 | Active | 4302500% | 4296100% | 2017
VEC | Jericho | Solar | Net-Metering | 11.4 | Active | 4301800% | 4296100% | 2017
VEC | Richmond | Solar | Net-Metering | 11.14 | Active | 4299300% | 4296100% | 2017
VEC | Westford | Solar | Net-Metering | 4.6 | Active | 4330700% | 4295800% | 2018
VEC | Williston | Solar | Net-Metering | 11.8 | Active | 4299700% | 4295100% | 2017
VEC | Hyde Park | Solar | Net-Metering | 6 | Active | 4299200% | 4294900% | 2017
VEC | Westford | Solar | Net-Metering | 3.8 | Active | 4302100% | 4294100% | 2017
VEC | Eden | Solar | Net-Metering | 10.4 | Active | 4301300% | 4294000% | 2017
VEC | Jericho | Solar | Net-Metering | 6.6 | Active | 4299900% | 4294200% | 2017
VEC | South Hero | Solar | Net-Metering | 10.4 | Active | 4301300% | 4294200% | 2017
VEC | Westford | Solar | Net-Metering | 6 | Active | 4303200% | 4293700% | 2017
VEC | Georgia | Solar | Net-Metering | 6 | Active | 4300400% | 4294100% | 2017
VEC | Bakersfield | Solar | Net-Metering | 10.4 | Active | 4299700% | 4293500% | 2017
VEC | Jericho | Solar | Net-Metering | 5 | Active | 4302000% | 4293700% | 2017
VEC | Jericho | Solar | Net-Metering | 2.15 | Active | 4297600% | 4294000% | 2017
VEC | Underhill | Solar | Net-Metering | 3.6 | Active | 4299700% | 4293500% | 2017
VEC | South Hero | Solar | Net-Metering | 7.6 | Active | 4296400% | 4293000% | 2017
VEC | Richmond | Solar | Net-Metering | 7.6 | Active | 4325100% | 4293000% | 2018
VEC | Newport Town | Solar | Net-Metering | 55 | Active | 4310100% | 4293000% | 2018
VEC | Hinesburg | Solar | Net-Metering | 11.4 | Active | 4299800% | 4293000% | 2017
VEC | Jericho | Solar | Net-Metering | 5 | Active | 4297000% | 4292200% | 2017
VEC | Sheldon | Solar | Net-Metering | 6.6 | Active | 4299600% | 4291900% | 2017
VEC | Johnson | Solar | Net-Metering | 5.2 | Active | 4299700% | 4291900% | 2017
VEC | Johnson | Solar | Net-Metering | 3 | Active | 4300000% | 4292200% | 2017
VEC | Grand Isle | Solar | Net-Metering | 11.4 | Active | 4316100% | 4292200% | 2018
VEC | Huntington | Solar | Net-Metering | 5 | Active | 4299200% | 4291600% | 2017
VEC | Derby | Solar | Net-Metering | 7.7 | Active | 4299300% | 4291600% | 2017
VEC | Fairfax | Solar | Net-Metering | 5 | Active | 4303400% | 4291500% | 2017
VEC | Sheffield | Solar | Net-Metering | 3.8 | Active | 4302700% | 4291200% | 2017
VEC | Charleston | Solar | Net-Metering | 5 | Active | 4291400% | 4290800% | 2017
VEC | North Hero | Solar | Net-Metering | 6 | Active | 4299100% | 4290900% | 2017
VEC | South Hero | Solar | Net-Metering | 15 | Active | 4295700% | 4290600% | 2017
VEC | Cambridge | Solar | Net-Metering | 7.6 | Active | 4294200% | 4290600% | 2017
VEC | Richmond | Solar | Net-Metering | 6 | Active | 4294000% | 4290600% | 2017
VEC | South Hero | Solar | Net-Metering | 3.6 | Active | 4296400% | 4290100% | 2017
VEC | Troy | Solar | Net-Metering | 6 | Active | 4296500% | 4289800% | 2017
VEC | Bakersfield | Solar | Net-Metering | 6 | Active | 4296400% | 4289400% | 2017
VEC | Richmond | Solar | Net-Metering | 11.4 | Active | 4325600% | 4289800% | 2018
VEC | Grand Isle | Solar | Net-Metering | 7.6 | Active | 4298400% | 4289800% | 2017
VEC | St. Albans City | Solar | Net-Metering | 7.6 | Active | 4296400% | 4289400% | 2017
VEC | Underhill | Solar | Net-Metering | 5 | Active | 4291600% | 4289400% | 2017
VEC | Stowe | Solar | Net-Metering | 3 | Active | 4292400% | 4289300% | 2017
VEC | Grand Isle | Solar | Net-Metering | 9 | Active | 4293000% | 4289100% | 2017
VEC | South Hero | Solar | Net-Metering | 6 | Active | 4299800% | 4289100% | 2017
VEC | Cambridge | Solar | Net-Metering | 6 | Active | 4291200% | 4288800% | 2017
VEC | Troy | Solar | Net-Metering | 7.8 | Active | 4295100% | 4289100% | 2017
VEC | Jericho | Solar | Net-Metering | 3.8 | Active | 4295100% | 4288800% | 2017
VEC | Jericho | Solar | Net-Metering | 6 | Active | 4300500% | 4288800% | 2017
VEC | Eden | Solar | Net-Metering | 7.6 | Active | 4291500% | 4288800% | 2017
VEC | Berkshire | Solar | Net-Metering | 11.4 | Active | 4296200% | 4288800% | 2017
VEC | Eden | Solar | Net-Metering | 3.6 | Active | 4293000% | 4288800% | 2017
VEC | Jericho | Solar | Net-Metering | 7.6 | Active | 4294300% | 4288700% | 2017
VEC | Jericho | Solar | Net-Metering | 3 | Active | 4306100% | 4288700% | 2017
VEC | Montgomery | Solar | Net-Metering | 6 | Active | 4290700% | 4233800% | 2017
VEC | Jericho | Solar | Net-Metering | 3.8 | Active | 4294100% | 4288700% | 2017
VEC | South Hero | Solar | Net-Metering | 6 | Active | 4290700% | 4288700% | 2017
VEC | Hinesburg | Solar | Net-Metering | 10 | Active | 4300600% | 4287800% | 2017
VEC | Underhill | Solar | Net-Metering | 3.8 | Active | 4294700% | 4287800% | 2017
VEC | Jericho | Solar | Net-Metering | 15.2 | Active | 4294200% | 4287800% | 2017
VEC | Underhill | Solar | Net-Metering | 10 | Active | 4291200% | 4287800% | 2017
VEC | Grand Isle | Solar | Net-Metering | 9 | Active | 4296500% | 4287800% | 2017
VEC | Charleston | Solar | Net-Metering | 10 | Active | 4293600% | 4287800% | 2017
VEC | Eden | Solar | Net-Metering | 7.6 | Active | 4296400% | 4287800% | 2017
VEC | Fairfax | Solar | Net-Metering | 11.5 | Active | 4293600% | 4287800% | 2017
VEC | Belvidere | Solar | Net-Metering | 9 | Active | 4292300% | 4287300% | 2017
VEC | Enosburgh | Solar | Net-Metering | 14.4 | Active | 4289900% | 4287200% | 2017
VEC | Fairfax | Solar | Net-Metering | 11.5 | Active | 4289900% | 4287200% | 2017
VEC | Jericho | Solar | Net-Metering | 6 | Active | 4290000% | 4286000% | 2017
VEC | Underhill | Solar | Net-Metering | 5 | Active | 4289800% | 4286700% | 2017
VEC | Grand Isle | Solar | Net-Metering | 3.8 | Active | 4289900% | 4287200% | 2017
VEC | Alburgh | Solar | Net-Metering | 15 | Active | 4299200% | 4286400% | 2017
VEC | Fairfax | Solar | Net-Metering | 11.4 | Active | 4301300% | 4286000% | 2017
VEC | Underhill | Solar | Net-Metering | 7.6 | Active | 4297600% | 4286000% | 2017
VEC | Fairfield | Solar | Net-Metering | 3.8 | Active | 4293000% | 4286000% | 2017
VEC | Jericho | Solar | Net-Metering | 10 | Active | 4293300% | 4286300% | 2017
VEC | Grand Isle | Solar | Net-Metering | 6.6 | Active | 4293000% | 4285900% | 2017
VEC | Richmond | Solar | Net-Metering | 10.4 | Active | 4292200% | 4285900% | 2017
VEC | St. George | Solar | Net-Metering | 3 | Active | 4296400% | 4285700% | 2017
VEC | Charleston | Solar | Net-Metering | 97 | Active | 4326900% | 4285900% | 2018
VEC | Grand Isle | Solar | Net-Metering | 9 | Active | 4298200% | 4285400% | 2017
VEC | Franklin | Solar | Net-Metering | 7.53 | Active | 4291900% | 4285400% | 2017
VEC | Georgia | Solar | Net-Metering | 3.6 | Active | 4290100% | 4284900% | 2017
VEC | South Hero | Solar | Net-Metering | 5.2 | Active | 4292600% | 4285300% | 2017
VEC | Essex | Solar | Net-Metering | 6.6 | Active | 4297200% | 4285000% | 2017
VEC | Grand Isle | Solar | Net-Metering | 4.2 | Active | 4289800% | 4285000% | 2017
VEC | St. Albans City | Solar | Net-Metering | 7.6 | Active | 4290100% | 4285200% | 2017
VEC | Williston | Solar | Net-Metering | 3.6 | Active | 4293400% | 4285000% | 2017
VEC | Fairfax | Solar | Net-Metering | 5.22 | Active | 4306100% | 4302400% | 2017
VEC | Huntington | Solar | Net-Metering | 6 | Active | 4294300% | 4284900% | 2017
VEC | St. George | Solar | Net-Metering | 6.6 | Active | 4287000% | 4284500% | 2017
VEC | Jericho | Solar | Net-Metering | 10.4 | Active | 4300600% | 4284400% | 2017
VEC | Essex | Solar | Net-Metering | 6 | Active | 4289800% | 4284300% | 2017
VEC | Richmond | Solar | Net-Metering | 7.6 | Active | 4317500% | 4284300% | 2018
VEC | Westford | Solar | Net-Metering | 3.8 | Active | 4286600% | 4284300% | 2017
VEC | Richford | Solar | Net-Metering | 10 | Active | 4289500% | 4284200% | 2017
VEC | Essex Junction | Solar | Net-Metering | 7.2 | Active | 4288700% | 4283900% | 2017
VEC | Glover | Solar | Net-Metering | 20 | Active | 4289900% | 4283900% | 2017
VEC | Richmond | Solar | Net-Metering | 6 | Active | 4290000% | 4283800% | 2017
VEC | Morristown | Solar | Net-Metering | 6 | Active | 4290900% | 4283800% | 2017
VEC | Hinesburg | Solar | Net-Metering | 6 | Active | 4289300% | 4283800% | 2017
VEC | Fairfield | Solar | Net-Metering | 6 | Active | 4285900% | 4283800% | 2017
VEC | Isle La Motte | Solar | Net-Metering | 3.8 | Active | 4289500% | 4283800% | 2017
VEC | Jericho | Solar | Net-Metering | 5 | Active | 4288700% | 4283800% | 2017
VEC | Craftsbury | Solar | Net-Metering | 3.8 | Active | 4294400% | 4283800% | 2017
VEC | Jericho | Solar | Net-Metering | 7.6 | Active | 4291600% | 4283800% | 2017
VEC | Hinesburg | Solar | Net-Metering | 9 | Active | 4288100% | 4283800% | 2017
VEC | Fairfax | Solar | Net-Metering | 5.2 | Active | 4294100% | 4283700% | 2017
VEC | Fairfield | Solar | Net-Metering | 8.5 | Active | 4286300% | 4283500% | 2017
VEC | Underhill | Solar | Net-Metering | 6 | Active | 4309700% | 4283200% | 2017
VEC | Williston | Solar | Net-Metering | 7.6 | Active | 4299800% | 4283200% | 2017
VEC | Underhill | Solar | Net-Metering | 7.6 | Active | 4300600% | 4283200% | 2017
VEC | Underhill | Solar | Net-Metering | 7.6 | Active | 4300600% | 4283200% | 2017
VEC | Georgia | Solar | Net-Metering | 6 | Active | 4301900% | 4283200% | 2017
VEC | Grand Isle | Solar | Net-Metering | 11.4 | Active | 4294500% | 4283200% | 2017
VEC | St. George | Solar | Net-Metering | 6.6 | Active | 4299700% | 4283500% | 2017
VEC | Jericho | Solar | Net-Metering | 3 | Active | 4285800% | 4283000% | 2017
VEC | Grand Isle | Solar | Net-Metering | 3.6 | Active | 4288500% | 4283000% | 2017
VEC | Richmond | Solar | Net-Metering | 6 | Active | 4284600% | 4278800% | 2017
VEC | Williston | Solar | Net-Metering | 5.2 | Active | 4287900% | 4282800% | 2017
VEC | Essex | Solar | Net-Metering | 14.4 | Active | 4289100% | 4282400% | 2017
VEC | Fairfax | Solar | Net-Metering | 3.6 | Active | 4285700% | 4282400% | 2017
VEC | Jericho | Solar | Net-Metering | 6 | Active | 4285300% | 4282400% | 2017
VEC | Williston | Solar | Net-Metering | 5 | Active | 4295600% | 4282400% | 2017
VEC | South Hero | Solar | Net-Metering | 6 | Active | 4293000% | 4282400% | 2017
VEC | Underhill | Solar | Net-Metering | 3.6 | Active | 4285000% | 4282300% | 2017
VEC | Grand Isle | Solar | Net-Metering | 6.6 | Active | 4289500% | 4282300% | 2017
VEC | Huntington | Solar | Net-Metering | 6.6 | Active | 4289500% | 4282100% | 2017
VEC | Hinesburg | Solar | Net-Metering | 6.6 | Active | 4289500% | 4282100% | 2017
VEC | South Hero | Solar | Net-Metering | 6 | Active | 4297900% | 4282100% | 2017
VEC | St. George | Solar | Net-Metering | 5.2 | Active | 4289500% | 4281600% | 2017
VEC | Jericho | Solar | Net-Metering | 5 | Active | 4287400% | 4281500% | 2017
VEC | Grand Isle | Solar | Net-Metering | 7.6 | Active | 4305900% | 4281500% | 2017
VEC | Westford | Solar | Net-Metering | 10 | Active | 4287000% | 4281500% | 2017
VEC | Grand Isle | Solar | Net-Metering | 5 | Active | 4288100% | 4281500% | 2017
VEC | Huntington | Solar | Net-Metering | 7.6 | Active | 4300600% | 4281500% | 2017
VEC | Richmond | Solar | Net-Metering | 6.6 | Active | 4296300% | 4281000% | 2017
VEC | Richmond | Solar | Net-Metering | 6 | Active | 4295100% | 4281000% | 2017
VEC | Hinesburg | Solar | Net-Metering | 3.6 | Active | 4283600% | 4281000% | 2017
VEC | Richmond | Solar | Net-Metering | 7.6 | Active | 4289500% | 4280700% | 2017
VEC | Franklin | Solar | Net-Metering | 11.8 | Active | 4289500% | 4280700% | 2017
VEC | Grand Isle | Solar | Net-Metering | 3 | Active | 4289500% | 4280700% | 2017
VEC | Charleston | Solar | Net-Metering | 5 | Active | 4291400% | 4280300% | 2017
VEC | Westford | Solar | Net-Metering | 6.6 | Active | 4283900% | 4280300% | 2017
VEC | Fairfax | Solar | Net-Metering | 10 | Active | 4285700% | 4280300% | 2017
VEC | Jericho | Solar | Net-Metering | 5.2 | Active | 4289500% | 4280300% | 2017
VEC | Jericho | Solar | Net-Metering | 6 | Active | 4283800% | 4280300% | 2017
VEC | Hinesburg | Solar | Net-Metering | 3.6 | Active | 4289500% | 4280300% | 2017
VEC | Grand Isle | Solar | Net-Metering | 7.6 | Active | 4290900% | 4280200% | 2017
VEC | South Hero | Solar | Net-Metering | 5 | Active | 4285800% | 4280200% | 2017
VEC | Underhill | Solar | Net-Metering | 5 | Active | 4287200% | 4280300% | 2017
VEC | South Hero | Solar | Net-Metering | 6 | Active | 4306800% | 4280200% | 2017
VEC | Hinesburg | Solar | Net-Metering | 5.2 | Active | 4289500% | 4280200% | 2017
VEC | Richmond | Solar | Net-Metering | 6.6 | Active | 4284600% | 4280100% | 2017
VEC | Huntington | Solar | Net-Metering | 3.6 | Active | 4284600% | 4280100% | 2017
VEC | Williston | Solar | Net-Metering | 3 | Active | 4285700% | 4280100% | 2017
VEC | Jericho | Solar | Net-Metering | 6.6 | Active | 4283900% | 4280100% | 2017
VEC | St. Albans City | Solar | Net-Metering | 7.6 | Active | 4285700% | 4280100% | 2017
VEC | Swanton | Solar | Net-Metering | 7.6 | Active | 4289500% | 4280100% | 2017
VEC | Westford | Solar | Net-Metering | 6 | Active | 4283900% | 4280100% | 2017
VEC | Huntington | Solar | Net-Metering | 6.6 | Active | 4289500% | 4280100% | 2017
VEC | Charleston | Solar | Net-Metering | 7.3 | Active | 4282800% | 4279700% | 2017
VEC | Essex | Solar | Net-Metering | 7.6 | Active | 4283900% | 4280100% | 2017
VEC | Grand Isle | Solar | Net-Metering | 5 | Active | 4283300% | 4279500% | 2017
VEC | Fairfield | Solar | Net-Metering | 3.8 | Active | 4293600% | 4279500% | 2017
VEC | Huntington | Solar | Net-Metering | 6 | Active | 4280000% | 4279500% | 2017
VEC | Georgia | Solar | Net-Metering | 7.6 | Active | 4284500% | 4279500% | 2017
VEC | South Hero | Solar | Net-Metering | 6 | Active | 4303100% | 4279500% | 2017
VEC | Grand Isle | Solar | Net-Metering | 6 | Active | 4295500% | 4279500% | 2017
VEC | Richmond | Solar | Net-Metering | 7.6 | Active | 4288500% | 4279500% | 2017
VEC | Williston | Solar | Net-Metering | 7.6 | Active | 4299700% | 4279500% | 2017
VEC | Westford | Solar | Net-Metering | 7.6 | Active | 4284900% | 4279000% | 2017
VEC | Fairfax | Solar | Net-Metering | 6.6 | Active | 4283900% | 4278900% | 2017
VEC | North Hero | Solar | Net-Metering | 6 | Active | 4295100% | 4279000% | 2017
VEC | South Hero | Solar | Net-Metering | 5 | Active | 4282900% | 4278800% | 2017
VEC | Grand Isle | Solar | Net-Metering | 6 | Active | 4292700% | 4278800% | 2017
VEC | Richmond | Solar | Net-Metering | 11.4 | Active | 4290900% | 4278800% | 2017
VEC | Cambridge | Solar | Net-Metering | 10 | Active | 4284500% | 4278800% | 2017
VEC | Huntington | Solar | Net-Metering | 3.8 | Active | 4286700% | 4278800% | 2017
VEC | Underhill | Solar | Net-Metering | 6 | Active | 4288700% | 4278800% | 2017
VEC | Jericho | Solar | Net-Metering | 6 | Active | 4284400% | 4278800% | 2017
VEC | St. George | Solar | Net-Metering | 11.6 | Active | 4281600% | 4278800% | 2017
VEC | Starksboro | Solar | Net-Metering | 3.8 | Active | 4285800% | 4278800% | 2017
VEC | Hinesburg | Solar | Net-Metering | 3 | Active | 4285800% | 4278600% | 2017
VEC | Richmond | Solar | Net-Metering | 7.6 | Active | 4283900% | 4278200% | 2017
VEC | Underhill | Solar | Net-Metering | 15 | Active | 4293000% | 4278100% | 2017
VEC | South Hero | Solar | Net-Metering | 7.6 | Active | 4288800% | 4278100% | 2017
VEC | Enosburgh | Solar | Net-Metering | 6 | Active | 4285100% | 4278100% | 2017
VEC | Sheldon | Solar | Net-Metering | 5.2 | Active | 4283900% | 4278100% | 2017
VEC | Grand Isle | Solar | Net-Metering | 10.4 | Active | 4291500% | 4278100% | 2017
VEC | Huntington | Solar | Net-Metering | 5 | Active | 4280700% | 4278000% | 2017
VEC | Underhill | Solar | Net-Metering | 14.2 | Active | 4289500% | 4278000% | 2017
VEC | Hinesburg | Solar | Net-Metering | 6.6 | Active | 4291500% | 4278000% | 2017
VEC | Newport City | Solar | Net-Metering | 6 | Active | 4285000% | 4277300% | 2017
VEC | Hinesburg | Solar | Net-Metering | 6 | Active | 4290600% | 4276700% | 2017
VEC | St. George | Solar | Net-Metering | 240 | Active | 4309700% | 4277300% | 2017
VEC | Jericho | Solar | Net-Metering | 5 | Active | 4287200% | 4276700% | 2017
VEC | Grand Isle | Solar | Net-Metering | 7.6 | Active | 4293600% | 4276700% | 2017
VEC | Hinesburg | Solar | Net-Metering | 10 | Active | 4292300% | 4276700% | 2017
VEC | Huntington | Solar | Net-Metering | 3.8 | Active | 4276900% | 4276600% | 2017
VEC | Hinesburg | Solar | Net-Metering | 11.6 | Active | 4279300% | 4276200% | 2017
VEC | Grand Isle | Solar | Net-Metering | 6 | Active | 4280300% | 4276200% | 2017
VEC | Morristown | Solar | Net-Metering | 5 | Active | 4292300% | 4275500% | 2017
VEC | Essex | Solar | Net-Metering | 10 | Active | 4280800% | 4276200% | 2017
VEC | Derby | Solar | Net-Metering | 7.6 | Active | 4290000% | 4275800% | 2017
VEC | Jericho | Solar | Net-Metering | 7.6 | Active | 4279700% | 4275500% | 2017
VEC | South Hero | Solar | Net-Metering | 5 | Active | 4322000% | 4275500% | 2018
VEC | Huntington | Solar | Net-Metering | 10 | Active | 4294400% | 4275300% | 2017
VEC | South Hero | Solar | Net-Metering | 3.8 | Active | 4286600% | 4275300% | 2017
VEC | Westford | Solar | Net-Metering | 6 | Active | 4279300% | 4275300% | 2017
VEC | Westford | Solar | Net-Metering | 14.9 | Active | 4281800% | 4275200% | 2017
VEC | Jericho | Solar | Net-Metering | 23.1 | Active | 4312200% | 4272400% | 2018
VEC | Jericho | Solar | Net-Metering | 19.7 | Active | 4301400% | 4272400% | 2017
VEC | Jericho | Solar | Net-Metering | 12.4 | Active | 4301400% | 4272400% | 2017
VEC | Jericho | Solar | Net-Metering | 18 | Active | 4301000% | 4272400% | 2017
VEC | Jericho | Solar | Net-Metering | 7.7 | Active | 4301000% | 4272400% | 2017
VEC | Troy | Solar | Net-Metering | 45.6 | Active | 4283200% | 4274800% | 2017
VEC | Huntington | Solar | Net-Metering | 3.8 | Active | 4290000% | 4274800% | 2017
VEC | Underhill | Solar | Net-Metering | 7.6 | Active | 4287800% | 4274800% | 2017
VEC | Jericho | Solar | Net-Metering | 5.23 | Active | 4285800% | 4274800% | 2017
VEC | Westford | Solar | Net-Metering | 13.55 | Active | 4279300% | 4274600% | 2017
VEC | Fairfax | Solar | Net-Metering | 4.38 | Active | 4279300% | 4274700% | 2017
VEC | Westford | Solar | Net-Metering | 7.6 | Active | 4276500% | 4274500% | 2017
VEC | Richmond | Solar | Net-Metering | 3.8 | Active | 4282800% | 4274500% | 2017
VEC | Hinesburg | Solar | Net-Metering | 7.6 | Active | 4297200% | 4274600% | 2017
VEC | Essex | Solar | Net-Metering | 5 | Active | 4278600% | 4274600% | 2017
VEC | Richmond | Solar | Net-Metering | 10 | Active | 4284900% | 4274600% | 2017
VEC | Richford | Solar | Net-Metering | 12.5 | Active | 4289100% | 4274500% | 2017
VEC | Glover | Solar | Net-Metering | 8 | Active | 4307000% | 4274400% | 2017
VEC | Underhill | Solar | Net-Metering | 5 | Active | 4278200% | 4274100% | 2017
VEC | Sheldon | Solar | Net-Metering | 6 | Active | 4276500% | 4274100% | 2017
VEC | St. George | Solar | Net-Metering | 13.15 | Active | 4301900% | 4273800% | 2017
VEC | Brighton | Solar | Net-Metering | 15.4 | Active | 4294800% | 4274100% | 2017
VEC | Richmond | Solar | Net-Metering | 9.54 | Active | 4282800% | 4273800% | 2017
VEC | Alburgh | Solar | Net-Metering | 7.6 | Active | 4285200% | 4273800% | 2017
VEC | Williston | Solar | Net-Metering | 3.8 | Active | 4279300% | 4273800% | 2017
VEC | Jericho | Solar | Net-Metering | 10 | Active | 4282800% | 4273800% | 2017
VEC | Jericho | Solar | Net-Metering | 6 | Active | 4276200% | 4273800% | 2017
VEC | Williston | Solar | Net-Metering | 7.6 | Active | 4251000% | 4233800% | 2016
VEC | Westford | Solar | Net-Metering | 7.6 | Active | 4244400% | 4233800% | 2016
VEC | Westford | Solar | Net-Metering | 6 | Active | 4240300% | 4233800% | 2016
VEC | Waterville | Solar | Net-Metering | 15 | Active | 4258700% | 4233800% | 2016
VEC | Starksboro | Solar | Net-Metering | 3.8 | Active | 4251000% | 4233800% | 2016
VEC | Richmond | Solar | Net-Metering | 7.6 | Active | 4249000% | 4233800% | 2016
VEC | Richmond | Solar | Net-Metering | 6 | Active | 4260800% | 4233800% | 2016
VEC | Morristown | Solar | Net-Metering | 3.8 | Active | 4250800% | 4233800% | 2016
VEC | Jericho | Solar | Net-Metering | 9.6 | Active | 4241000% | 4233800% | 2016
VEC | Grand Isle | Solar | Net-Metering | 8.8 | Active | 4244400% | 4233800% | 2016
VEC | Grand Isle | Solar | Net-Metering | 8 | Active | 4251300% | 4233800% | 2016
VEC | Huntington | Solar | Net-Metering | 5 | Active | 4240900% | 4233800% | 2016
VEC | South Hero | Solar | Net-Metering | 3 | Active | 4241300% | 4233800% | 2016
VEC | South Hero | Solar | Net-Metering | 7.6 | Active | 4240300% | 4233800% | 2016
VEC | St. George | Solar | Net-Metering | 6 | Active | 4246100% | 4233800% | 2016
VEC | Fletcher | Solar | Net-Metering | 7.6 | Active | 4241500% | 4233800% | 2016
VEC | Fairfield | Solar | Net-Metering | 3.1 | Active | 4237500% | 4233800% | 2016
VEC | Fairfax | Solar | Net-Metering | 13.6 | Active | 4257600% | 4233800% | 2016
VEC | Fairfax | Solar | Net-Metering | 10.8 | Active | 4239800% | 4233800% | 2016
VEC | Berkshire | Solar | Net-Metering | 8.2 | Active | 4255900% | 4233800% | 2016
VEC | Jericho | Solar | Net-Metering | 8 | Active | 4237700% | 4233600% | 2016
VEC | South Hero | Solar | Net-Metering | 12 | Active | 4251400% | 4233600% | 2016
VEC | Fletcher | Solar | Net-Metering | 7.6 | Active | 4251300% | 4233600% | 2016
VEC | Fairfield | Solar | Net-Metering | 5 | Active | 4271300% | 4233600% | 2016
VEC | Fairfax | Solar | Net-Metering | 11.4 | Active | 4253100% | 4233600% | 2016
VEC | Waterville | Solar | Net-Metering | 7.6 | Active | 4240400% | 4233300% | 2016
VEC | Underhill | Solar | Net-Metering | 7.6 | Active | 4252400% | 4233300% | 2016
VEC | Underhill | Solar | Net-Metering | 5 | Active | 4237800% | 4233300% | 2016
VEC | Underhill | Solar | Net-Metering | 11.4 | Active | 4247000% | 4233300% | 2016
VEC | Richmond | Solar | Net-Metering | 5.3 | Active | 4261500% | 4233300% | 2016
VEC | Sheldon | Solar | Net-Metering | 15 | Active | 4252600% | 4233300% | 2016
VEC | Richmond | Solar | Net-Metering | 5 | Active | 4236200% | 4233300% | 2015
VEC | Essex Junction | Solar | Net-Metering | 7.5 | Active | 4243600% | 4233300% | 2016
VEC | Jericho | Solar | Net-Metering | 6 | Active | 4237500% | 4233300% | 2016
VEC | Huntington | Solar | Net-Metering | 7.6 | Active | 4247000% | 4233300% | 2016
VEC | Grand Isle | Solar | Net-Metering | 15 | Active | 4265600% | 4233300% | 2016
VEC | Jericho | Solar | Net-Metering | 5 | Active | 4240300% | 4233300% | 2016
VEC | South Hero | Solar | Net-Metering | 5 | Active | 4239100% | 4233300% | 2016
VEC | Hinesburg | Solar | Net-Metering | 5 | Active | 4255100% | 4233300% | 2016
VEC | South Hero | Solar | Net-Metering | 3.8 | Active | 4239500% | 4233300% | 2016
VEC | Franklin | Solar | Net-Metering | 15 | Active | 4235700% | 4233300% | 2015
VEC | Fairfield | Solar | Net-Metering | 15 | Active | 4252000% | 4233300% | 2016
VEC | Fairfax | Solar | Net-Metering | 7 | Active | 4239800% | 4233300% | 2016
VEC | Highgate | Solar | Net-Metering | 7.6 | Active | 4248500% | 4233300% | 2016
VEC | Craftsbury | Solar | Net-Metering | 5 | Active | 4257300% | 4233300% | 2016
VEC | Hinesburg | Solar | Net-Metering | 3.8 | Active | 4244400% | 4233200% | 2016
VEC | Swanton | Solar | Net-Metering | 4 | Active | 4237500% | 4233200% | 2016
VEC | Jericho | Solar | Net-Metering | 15 | Active | 4238900% | 4233200% | 2016
VEC | Fairfield | Solar | Net-Metering | 6 | Active | 4236700% | 4233200% | 2015
VEC | Alburgh | Solar | Net-Metering | 6 | Active | 4255100% | 4233200% | 2016
VEC | Underhill | Solar | Net-Metering | 9.1 | Active | 4249000% | 4232800% | 2016
VEC | Montgomery | Solar | Net-Metering | 4 | Active | 4255200% | 4232800% | 2016
VEC | Westford | Solar | Net-Metering | 5 | Active | 4236600% | 4232800% | 2015
VEC | Craftsbury | Solar | Net-Metering | 4.5 | Active | 4278100% | 4232800% | 2017
VEC | Franklin | Solar | Net-Metering | 15 | Active | 4254700% | 4232600% | 2016
VEC | Westford | Solar | Net-Metering | 12.6 | Active | 4250600% | 4232100% | 2016
VEC | Huntington | Solar | Net-Metering | 7.6 | Active | 4241500% | 4232100% | 2016
VEC | Jericho | Solar | Net-Metering | 10 | Active | 4266900% | 4231900% | 2016
VEC | Alburgh | Solar | Net-Metering | 8.8 | Active | 4238400% | 4232100% | 2016
VEC | Westford | Solar | Net-Metering | 7.7 | Active | 4238200% | 4232000% | 2016
VEC | Huntington | Solar | Net-Metering | 6 | Active | 4240300% | 4231300% | 2016
VEC | Fairfield | Solar | Net-Metering | 3 | Active | 4250600% | 4231300% | 2016
VEC | Jericho | Solar | Net-Metering | 5 | Active | 4235400% | 4231200% | 2015
VEC | Johnson | Solar | Net-Metering | 5 | Active | 4246500% | 4231200% | 2016
VEC | Morristown | Solar | Net-Metering | 5 | Active | 4238800% | 4231200% | 2016
VEC | Hinesburg | Solar | Net-Metering | 10.95 | Active | 4234600% | 4231200% | 2015
VEC | Cambridge | Solar | Net-Metering | 150 | Active | 4245400% | 4230400% | 2016
VEC | Troy | Solar | Net-Metering | 145 | Active | 4260000% | 4229800% | 2016
VEC | Highgate | Solar | Net-Metering | 10 | Active | 4252700% | 4231200% | 2016
VEC | Bolton | Solar | Net-Metering | 6 | Active | 4242300% | 4231200% | 2016
VEC | Underhill | Solar | Net-Metering | 10 | Active | 4240300% | 4231100% | 2016
VEC | St. George | Solar | Net-Metering | 7.6 | Active | 4240400% | 4231100% | 2016
VEC | Jericho | Solar | Net-Metering | 5.73 | Active | 4235700% | 4230700% | 2015
VEC | Montgomery | Solar | Net-Metering | 6 | Active | 4234600% | 4230600% | 2015
VEC | Grand Isle | Solar | Net-Metering | 6 | Active | 4236600% | 4230700% | 2015
VEC | Richmond | Solar | Net-Metering | 5 | Active | 4234800% | 4230400% | 2015
VEC | Grand Isle | Solar | Net-Metering | 10 | Active | 4232600% | 4230600% | 2015
VEC | Jericho | Solar | Net-Metering | 5.3 | Active | 4233400% | 4230000% | 2015
VEC | Glover | Solar | Net-Metering | 6.75 | Active | 4233900% | 4229600% | 2015
VEC | South Hero | Solar | Net-Metering | 10 | Active | 4241900% | 4230000% | 2016
VEC | Irasburg | Solar | Net-Metering | 7.1 | Active | 4232200% | 4229400% | 2015
VEC | Cambridge | Solar | Net-Metering | 150 | Active | 4249500% | 4228300% | 2016
VEC | St. George | Solar | Net-Metering | 13.6 | Active | 4233400% | 4229400% | 2015
VEC | St. Albans City | Solar | Net-Metering | 4 | Active | 4246400% | 4229400% | 2016
VEC | Newport Town | Solar | Net-Metering | 10 | Active | 4231100% | 4229200% | 2015
VEC | Westford | Solar | Net-Metering | 13.6 | Active | 4248100% | 4229100% | 2016
VEC | Hinesburg | Solar | Net-Metering | 7.6 | Active | 4233400% | 4229000% | 2015
VEC | Alburgh | Solar | Net-Metering | 145 | Active | 4309700% | 4229000% | 2017
VEC | Swanton | Solar | Net-Metering | 10 | Active | 4233900% | 4228600% | 2015
VEC | Jericho | Solar | Net-Metering | 6 | Active | 4246200% | 4228400% | 2016
VEC | Starksboro | Solar | Net-Metering | 3.8 | Active | 4237500% | 4228500% | 2016
VEC | Franklin | Solar | Net-Metering | 6 | Active | 4234100% | 4228400% | 2015
VEC | Newport City | Solar | Net-Metering | 6 | Active | 4233900% | 4228200% | 2015
VEC | Glover | Solar | Net-Metering | 7.7 | Active | 4248500% | 4227200% | 2016
VEC | Fairfax | Solar | Net-Metering | 5 | Active | 4234100% | 4227200% | 2015
VEC | Grand Isle | Solar | Net-Metering | 3.8 | Active | 4252000% | 4226500% | 2016
VEC | South Hero | Solar | Net-Metering | 10 | Active | 4235000% | 4226300% | 2015
VEC | Williston | Solar | Net-Metering | 11.97 | Active | 4232900% | 4226400% | 2015
VEC | Underhill | Solar | Net-Metering | 7.6 | Active | 4235700% | 4226200% | 2015
VEC | Morgan | Solar | Net-Metering | 500 | Active | 4308900% | 4225500% | 2017
VEC | Waterville | Solar | Net-Metering | 10 | Active | 4235400% | 4225600% | 2015
VEC | Richford | Solar | Net-Metering | 3.85 | Active | 4271900% | 4224500% | 2016
VEC | Richmond | Solar | Net-Metering | 20 | Active | 4233400% | 4225100% | 2015
VEC | Johnson | Solar | Net-Metering | 6 | Active | 4236600% | 4224400% | 2015
VEC | Grand Isle | Solar | Net-Metering | 149 | Active | 4264700% | 4224400% | 2016
VEC | Morristown | Solar | Net-Metering | 10 | Active | 4251400% | 4223300% | 2016
VEC | Alburgh | Solar | Net-Metering | 6.84 | Active | 4230300% | 4221900% | 2015
VEC | Swanton | Solar | Net-Metering | 6.3 | Active | 4232600% | 4222900% | 2015
VEC | Lowell | Solar | Net-Metering | 150 | Active | 4249500% | 4217800% | 2016
VEC | Franklin | Solar | Net-Metering | 35 | Active | 4248300% | 4221600% | 2016
VEC | Fairfield | Solar | Net-Metering | 15 | Active | 4259200% | 4218800% | 2016
VEC | Richmond | Solar | Net-Metering | 11.4 | Active | 4224200% | 4219200% | 2015
VEC | Enosburgh | Solar | Net-Metering | 9.95 | Active | 4223500% | 4218400% | 2015
VEC | Fairfield | Solar | Net-Metering | 3.8 | Active | 4220000% | 4217400% | 2015
VEC | Grand Isle | Solar | Net-Metering | 4 | Active | 4051300% | 4216600% | 2010
VEC | Swanton | Solar | Net-Metering | 10 | Active | 4228600% | 4216700% | 2015
VEC | South Hero | Solar | Net-Metering | 4 | Active | 4033000% | 4216600% | 2010
VEC | Montgomery | Solar | Net-Metering | 7.6 | Active | 4221000% | 4216400% | 2015
VEC | Fairfield | Solar | Net-Metering | 6 | Active | 4222400% | 4216400% | 2015
VEC | Fairfax | Solar | Net-Metering | 5 | Active | 4218500% | 4216400% | 2015
VEC | Hinesburg | Solar | Net-Metering | 11.856 | Active | 4250700% | 4216000% | 2016
VEC | St. George | Solar | Net-Metering | 150 | Active | 4238300% | 4213300% | 2016
VEC | Cambridge | Solar | Net-Metering | 6.93 | Active | 4224700% | 4215800% | 2015
VEC | Richford | Solar | Net-Metering | 10 | Active | 4219100% | 4215600% | 2015
VEC | Alburgh | Solar | Net-Metering | 150 | Active | 4225600% | 4211800% | 2015
VEC | Alburgh | Solar | Net-Metering | 7 | Active | 4221000% | 4215600% | 2015
VEC | Isle La Motte | Solar | Net-Metering | 4 | Active | 4221000% | 4215600% | 2015
VEC | Underhill | Solar | Net-Metering | 7.6 | Active | 4217500% | 4214700% | 2015
VEC | Bakersfield | Solar | Net-Metering | 7 | Active | 4217800% | 4213700% | 2015
VEC | Canaan | Solar | Net-Metering | 7.68 | Active | 4219500% | 4213900% | 2015
VEC | Newport Town | Solar | Net-Metering | 6 | Active | 4219800% | 4213200% | 2015
VEC | Cambridge | Solar | Net-Metering | 500 | Active | 4277200% | 4211000% | 2017
VEC | Cambridge | Solar | Net-Metering | 500 | Active | 4277200% | 4211000% | 2017
VEC | Johnson | Solar | Net-Metering | 3.8 | Active | 4221500% | 4213200% | 2015
VEC | St. George | Solar | Net-Metering | 3.8 | Active | 4216300% | 4213200% | 2015
VEC | Derby | Solar | Net-Metering | 500 | Active | 4224800% | 4209700% | 2015
VEC | Williston | Solar | Net-Metering | 6 | Active | 4215900% | 4212200% | 2015
VEC | Richmond | Solar | Net-Metering | 7.6 | Active | 4218700% | 4212200% | 2015
VEC | Underhill | Solar | Net-Metering | 20.25 | Active | 4224500% | 4212200% | 2015
VEC | Alburgh | Solar | Net-Metering | 10 | Active | 4218000% | 4211600% | 2015
VEC | Hinesburg | Solar | Net-Metering | 4 | Active | 4215400% | 4211100% | 2015
VEC | Richford | Solar | Net-Metering | 50.73 | Active | 4225100% | 4209500% | 2015
VEC | Sheldon | Solar | Net-Metering | 5 | Active | 4214400% | 4208800% | 2015
VEC | Williston | Solar | Net-Metering | 6 | Active | 4208600% | 4207300% | 2015
VEC | Cambridge | Solar | Net-Metering | 6 | Active | 4219500% | 4208300% | 2015
VEC | Huntington | Solar | Net-Metering | 6 | Active | 4214400% | 4207300% | 2015
VEC | Stowe | Solar | Net-Metering | 10 | Active | 4215800% | 4206700% | 2015
VEC | Enosburgh | Solar | Net-Metering | 5 | Active | 4213400% | 4206700% | 2015
VEC | Eden | Solar | Net-Metering | 3.8 | Active | 4212400% | 4206700% | 2015
VEC | Huntington | Solar | Net-Metering | 3.8 | Active | 4214400% | 4206100% | 2015
VEC | Georgia | Solar | Net-Metering | 9.8 | Active | 4213300% | 4206100% | 2015
VEC | Belvidere | Solar | Net-Metering | 7.5 | Active | 4213400% | 4206100% | 2015
VEC | Sheldon | Solar | Net-Metering | 8 | Active | 4212400% | 4204000% | 2015
VEC | Huntington | Solar | Net-Metering | 7 | Active | 4216400% | 4204000% | 2015
VEC | Huntington | Solar | Net-Metering | 3.8 | Active | 4218700% | 4203000% | 2015
VEC | Jericho | Solar | Net-Metering | 36 | Active | 4212400% | 4203900% | 2015
VEC | St. George | Solar | Net-Metering | 3.36 | Active | 4218500% | 4201800% | 2015
VEC | Huntington | Solar | Net-Metering | 3.8 | Active | 4221500% | 4201300% | 2015
VEC | Highgate | Solar | Net-Metering | 6 | Active | 4210400% | 4201300% | 2015
VEC | Jericho | Solar | Net-Metering | 7.6 | Active | 4210000% | 4201100% | 2015
VEC | Franklin | Solar | Net-Metering | 7 | Active | 4211400% | 4201300% | 2015
VEC | Jericho | Solar | Net-Metering | 3.8 | Active | 4219500% | 4200600% | 2015
VEC | Charleston | Solar | Net-Metering | 8 | Active | 4216500% | 4200600% | 2015
VEC | Essex | Solar | Net-Metering | 9.8 | Active | 4214400% | 4200600% | 2015
VEC | Huntington | Solar | Net-Metering | 9.5 | Active | 4212900% | 4199700% | 2015
VEC | Cambridge | Solar | Net-Metering | 10 | Active | 4216000% | 4200600% | 2015
VEC | Shelburne | Solar | Net-Metering | 14.28 | Active | 4212400% | 4198800% | 2015
VEC | Isle La Motte | Solar | Net-Metering | 10 | Active | 4220200% | 4199300% | 2015
VEC | South Hero | Solar | Net-Metering | 6 | Active | 4199700% | 4199200% | 2014
VEC | Fairfax | Solar | Net-Metering | 3.8 | Active | 4208600% | 4198800% | 2015
VEC | Belvidere | Solar | Net-Metering | 10 | Active | 4207200% | 4198800% | 2015
VEC | Hinesburg | Solar | Net-Metering | 15.3 | Active | 4224200% | 4198400% | 2015
VEC | Richmond | Solar | Net-Metering | 6 | Active | 4208300% | 4198200% | 2015
VEC | Jericho | Solar | Net-Metering | 3.8 | Active | 4202000% | 4198200% | 2015
VEC | Newport Town | Solar | Net-Metering | 150 | Active | 4238800% | 4194200% | 2016
VEC | South Hero | Solar | Net-Metering | 5 | Active | 4207900% | 4197700% | 2015
VEC | Fairfax | Solar | Net-Metering | 10.8 | Active | 4201200% | 4196100% | 2015
VEC | Glover | Solar | Net-Metering | 5 | Active | 4210500% | 4196000% | 2015
VEC | Richmond | Solar | Net-Metering | 5 | Active | 4205100% | 4195600% | 2015
VEC | Maidstone | Solar | Net-Metering | 10 | Active | 4205100% | 4195000% | 2015
VEC | Jericho | Solar | Net-Metering | 6 | Active | 4200900% | 4195100% | 2015
VEC | South Hero | Solar | Net-Metering | 7 | Active | 4199500% | 4195000% | 2014
VEC | Jericho | Solar | Net-Metering | 6 | Active | 4203200% | 4194700% | 2015
VEC | Cambridge | Solar | Net-Metering | 9 | Active | 4201300% | 4194700% | 2015
VEC | Glover | Solar | Net-Metering | 7.2 | Active | 4198800% | 4194700% | 2014
VEC | Norton | Solar | Net-Metering | 7.05 | Active | 4212400% | 4193900% | 2015
VEC | Underhill | Solar | Net-Metering | 8 | Active | 4198000% | 4193600% | 2014
VEC | Fairfield | Solar | Net-Metering | 148.2 | Active | 4217200% | 4189900% | 2015
VEC | Highgate | Solar | Net-Metering | 14 | Active | 4196800% | 4193900% | 2014
VEC | Johnson | Solar | Net-Metering | 10 | Active | 4201100% | 4193600% | 2015
VEC | South Hero | Solar | Net-Metering | 6 | Active | 4199000% | 4193600% | 2014
VEC | Norton | Solar | Net-Metering | 2.5 | Active | 4196600% | 4193500% | 2014
VEC | North Hero | Solar | Net-Metering | 11.4 | Active | 4200300% | 4193000% | 2014
VEC | Shelburne | Solar | Net-Metering | 15 | Active | 4199200% | 4193400% | 2014
VEC | Brighton | Solar | Net-Metering | 2.5 | Active | 4193400% | 4193400% | 2014
VEC | Westfield | Solar | Net-Metering | 5 | Active | 4196400% | 4192900% | 2014
VEC | Underhill | Solar | Net-Metering | 8 | Active | 4200300% | 4192900% | 2014
VEC | Georgia | Solar | Net-Metering | 6 | Active | 4197800% | 4192900% | 2014
VEC | Eden | Solar | Net-Metering | 120 | Active | 4227100% | 4192600% | 2015
VEC | Enosburgh | Solar | Net-Metering | 7 | Active | 4200300% | 4192500% | 2014
VEC | Fairfield | Solar | Net-Metering | 6 | Active | 4200200% | 4192500% | 2014
VEC | Fairfield | Solar | Net-Metering | 150 | Active | 4229300% | 4189200% | 2015
VEC | Fairfield | Solar | Net-Metering | 10.8 | Active | 4197000% | 4191200% | 2014
VEC | Belvidere | Solar | Net-Metering | 7 | Active | 4198400% | 4192000% | 2014
VEC | Glover | Solar | Net-Metering | 10 | Active | 4199500% | 4192000% | 2014
VEC | Hinesburg | Solar | Net-Metering | 4.32 | Active | 4215400% | 4191400% | 2015
VEC | Guildhall | Solar | Net-Metering | 10 | Active | 4196200% | 4191500% | 2014
VEC | Cambridge | Solar | Net-Metering | 5 | Active | 4196300% | 4191200% | 2014
VEC | Fairfield | Solar | Net-Metering | 6 | Active | 4201000% | 4190700% | 2015
VEC | Jericho | Solar | Net-Metering | 100 | Active | 4224400% | 4190000% | 2015
VEC | Williston | Solar | Net-Metering | 6 | Active | 4197000% | 4190600% | 2014
VEC | Huntington | Solar | Net-Metering | 3.8 | Active | 4194300% | 4190200% | 2014
VEC | Jericho | Solar | Net-Metering | 3.8 | Active | 4193300% | 4190000% | 2014
VEC | Fairfield | Solar | Net-Metering | 7 | Active | 4193300% | 4189100% | 2014
VEC | Georgia | Solar | Net-Metering | 10 | Active | 4192300% | 4188500% | 2014
VEC | Eden | Solar | Net-Metering | 6 | Active | 4192700% | 4189100% | 2014
VEC | Hinesburg | Solar | Net-Metering | 8.8 | Active | 4195700% | 4189000% | 2014
VEC | Milton | Solar | Net-Metering | 10.8 | Active | 4194900% | 4189000% | 2014
VEC | South Hero | Solar | Net-Metering | 11 | Active | 4196600% | 4188000% | 2014
VEC | Underhill | Solar | Net-Metering | 6 | Active | 4211400% | 4188000% | 2015
VEC | Williston | Solar | Net-Metering | 7.6 | Active | 4196500% | 4187900% | 2014
VEC | Fairfield | Solar | Net-Metering | 8 | Active | 4192100% | 4187700% | 2014
VEC | Richford | Solar | Net-Metering | 10 | Active | 4190600% | 4186900% | 2014
VEC | Bakersfield | Solar | Net-Metering | 7 | Active | 4191500% | 4186900% | 2014
VEC | Westford | Solar | Net-Metering | 10 | Active | 4191500% | 4186300% | 2014
VEC | Westford | Solar | Net-Metering | 3.8 | Active | 4189200% | 4185900% | 2014
VEC | Jericho | Solar | Net-Metering | 12.77 | Active | 4196500% | 4186200% | 2014
VEC | Richmond | Solar | Net-Metering | 7 | Active | 4190100% | 4185900% | 2014
VEC | Grand Isle | Solar | Net-Metering | 8.8 | Active | 4195400% | 4185900% | 2014
VEC | Hinesburg | Solar | Net-Metering | 15 | Active | 4191600% | 4185900% | 2014
VEC | St. Albans City | Solar | Net-Metering | 17.7 | Active | 4190500% | 4185900% | 2014
VEC | Cambridge | Solar | Net-Metering | 4 | Active | 4190500% | 4185500% | 2014
VEC | Grand Isle | Solar | Net-Metering | 11 | Active | 4193500% | 4185500% | 2014
VEC | Jericho | Solar | Net-Metering | 7.08 | Active | 4197400% | 4185300% | 2014
VEC | Franklin | Solar | Net-Metering | 14.2 | Active | 4227500% | 4185100% | 2015
VEC | Cambridge | Solar | Net-Metering | 5 | Active | 4190100% | 4184900% | 2014
VEC | Williston | Solar | Net-Metering | 10 | Active | 4191300% | 4185000% | 2014
VEC | Fairfax | Solar | Net-Metering | 6 | Active | 4188300% | 4184900% | 2014
VEC | Morristown | Solar | Net-Metering | 8 | Active | 4189400% | 4184400% | 2014
VEC | Albany | Solar | Net-Metering | 6 | Active | 4188000% | 4184200% | 2014
VEC | Westford | Solar | Net-Metering | 6.8 | Active | 4187100% | 4184100% | 2014
VEC | Hinesburg | Solar | Net-Metering | 6 | Active | 4187600% | 4183800% | 2014
VEC | Hinesburg | Solar | Net-Metering | 5 | Active | 4186600% | 4183500% | 2014
VEC | Swanton | Solar | Net-Metering | 6 | Active | 4185900% | 4182300% | 2014
VEC | Westford | Solar | Net-Metering | 8 | Active | 4211500% | 4182300% | 2015
VEC | Huntington | Solar | Net-Metering | 3.8 | Active | 4188400% | 4182300% | 2014
VEC | Hinesburg | Solar | Net-Metering | 7 | Active | 4189000% | 4182300% | 2014
VEC | Cambridge | Solar | Net-Metering | 8.8 | Active | 4187100% | 4181700% | 2014
VEC | Williston | Solar | Net-Metering | 15 | Active | 4190100% | 4182100% | 2014
VEC | Underhill | Solar | Net-Metering | 10 | Active | 4191900% | 4181600% | 2014
VEC | Fairfax | Solar | Net-Metering | 10 | Active | 4187300% | 4181700% | 2014
VEC | Huntington | Solar | Net-Metering | 9.31 | Active | 4188700% | 4181700% | 2014
VEC | Essex | Solar | Net-Metering | 12 | Active | 4218500% | 4181600% | 2015
VEC | Albany | Solar | Net-Metering | 5 | Active | 4187600% | 4181600% | 2014
VEC | Westford | Solar | Net-Metering | 2.94 | Active | 4191500% | 4181400% | 2014
VEC | Eden | Solar | Net-Metering | 5 | Active | 4221000% | 4181500% | 2015
VEC | Charleston | Solar | Net-Metering | 4 | Active | 4185700% | 4181300% | 2014
VEC | Brighton | Solar | Net-Metering | 3 | Active | 4214500% | 4180900% | 2015
VEC | Huntington | Solar | Net-Metering | 8.4 | Active | 4190000% | 4180900% | 2014
VEC | Fairfield | Solar | Net-Metering | 5 | Active | 4153500% | 4180600% | 2013
VEC | Alburgh | Solar | Net-Metering | 3.8 | Active | 4183800% | 4180600% | 2014
VEC | Westford | Solar | Net-Metering | 10 | Active | 4192700% | 4180200% | 2014
VEC | Waterville | Solar | Net-Metering | 7 | Active | 4182900% | 4180000% | 2014
VEC | Fairfax | Solar | Net-Metering | 8 | Active | 4182800% | 4180000% | 2014
VEC | South Hero | Solar | Net-Metering | 8.25 | Active | 4195600% | 4180000% | 2014
VEC | South Hero | Solar | Net-Metering | 10.8 | Active | 4187200% | 4179600% | 2014
VEC | Coventry | Solar | Net-Metering | 12 | Active | 4184500% | 4179500% | 2014
VEC | Derby | Solar | Net-Metering | 8 | Active | 4183700% | 4179700% | 2014
VEC | Richmond | Solar | Net-Metering | 6 | Active | 4181700% | 4179400% | 2014
VEC | Westford | Solar | Net-Metering | 7 | Active | 4183100% | 4179400% | 2014
VEC | Fairfield | Solar | Net-Metering | 7.5 | Active | 4182200% | 4179400% | 2014
VEC | Irasburg | Solar | Net-Metering | 5 | Active | 4183600% | 4178900% | 2014
VEC | Fairfield | Solar | Net-Metering | 6 | Active | 4184900% | 4179200% | 2014
VEC | St. Albans City | Solar | Net-Metering | 14.58 | Active | 4183500% | 4178900% | 2014
VEC | Troy | Solar | Net-Metering | 7 | Active | 4186600% | 4178700% | 2014
VEC | South Hero | Solar | Net-Metering | 11 | Active | 4183500% | 4178700% | 2014
VEC | Charleston | Solar | Net-Metering | 17.5 | Active | 4187300% | 4178100% | 2014
VEC | South Hero | Solar | Net-Metering | 3 | Active | 4187100% | 4178000% | 2014
VEC | Underhill | Solar | Net-Metering | 7 | Active | 4183600% | 4177900% | 2014
VEC | Essex Junction | Solar | Net-Metering | 0.7 | Active | 4214300% | 4177800% | 2015
VEC | Cambridge | Solar | Net-Metering | 8 | Active | 4180900% | 4177900% | 2014
VEC | Johnson | Solar | Net-Metering | 5 | Active | 4181700% | 4177300% | 2014
VEC | Bloomfield | Solar | Net-Metering | 6.45 | Active | 4181600% | 4177100% | 2014
VEC | Milton | Solar | Net-Metering | 9 | Active | 4183600% | 4177200% | 2014
VEC | Enosburgh | Solar | Net-Metering | 5.4 | Active | 4192100% | 4177300% | 2014
VEC | South Hero | Solar | Net-Metering | 6 | Active | 4182200% | 4177300% | 2014
VEC | Fairfield | Solar | Net-Metering | 4 | Active | 4181000% | 4177300% | 2014
VEC | South Hero | Solar | Net-Metering | 7.6 | Active | 4185900% | 4177100% | 2014
VEC | Grand Isle | Solar | Net-Metering | 7.2 | Active | 4181600% | 4176800% | 2014
VEC | Fairfax | Solar | Net-Metering | 7.6 | Active | 4179300% | 4176600% | 2014
VEC | Montgomery | Solar | Net-Metering | 12 | Active | 4180200% | 4176500% | 2014
VEC | Albany | Solar | Net-Metering | 4.6 | Active | 4183600% | 4176500% | 2014
VEC | Franklin | Solar | Net-Metering | 11.4 | Active | 4179400% | 4176100% | 2014
VEC | Fairfield | Solar | Net-Metering | 7 | Active | 4180200% | 4176100% | 2014
VEC | North Hero | Solar | Net-Metering | 6 | Active | 4184300% | 4176000% | 2014
VEC | Fairfield | Solar | Net-Metering | 6.38 | Active | 4191900% | 4176100% | 2014
VEC | Fairfield | Solar | Net-Metering | 7 | Active | 4180200% | 4175900% | 2014
VEC | Fairfax | Solar | Net-Metering | 2.91 | Active | 4197500% | 4175900% | 2014
VEC | Williston | Solar | Net-Metering | 7.6 | Active | 4190600% | 4175700% | 2014
VEC | Fletcher | Solar | Net-Metering | 12.77 | Active | 4180200% | 4175500% | 2014
VEC | Richmond | Solar | Net-Metering | 10 | Active | 4184100% | 4175400% | 2014
VEC | Fairfax | Solar | Net-Metering | 5 | Active | 4178200% | 4175400% | 2014
VEC | Jericho | Solar | Net-Metering | 7 | Active | 4183700% | 4175400% | 2014
VEC | Highgate | Solar | Net-Metering | 6 | Active | 4179500% | 4175300% | 2014
VEC | Montgomery | Solar | Net-Metering | 9 | Active | 4185500% | 4175200% | 2014
VEC | South Hero | Solar | Net-Metering | 10 | Active | 4195400% | 4175300% | 2014
VEC | Waterville | Solar | Net-Metering | 3 | Active | 4178800% | 4175100% | 2014
VEC | Richmond | Solar | Net-Metering | 5 | Active | 4180200% | 4175100% | 2014
VEC | Jericho | Solar | Net-Metering | 3 | Active | 4180100% | 4175100% | 2014
VEC | Huntington | Solar | Net-Metering | 32 | Active | 4181100% | 4174700% | 2014
VEC | Westford | Solar | Net-Metering | 6.92 | Active | 4176900% | 4174600% | 2014
VEC | Canaan | Solar | Net-Metering | 3.08 | Active | 4237800% | 4174500% | 2016
VEC | Fairfax | Solar | Net-Metering | 5 | Active | 4180300% | 4174500% | 2014
VEC | Alburgh | Solar | Net-Metering | 10.26 | Active | 4180300% | 4174500% | 2014
VEC | South Hero | Solar | Net-Metering | 9.5 | Active | 4176800% | 4174300% | 2014
VEC | Grand Isle | Solar | Net-Metering | 6.84 | Active | 4180800% | 4174400% | 2014
VEC | Hinesburg | Solar | Net-Metering | 7 | Active | 4185100% | 4174400% | 2014
VEC | Enosburgh | Solar | Net-Metering | 9.5 | Active | 4180300% | 4174300% | 2014
VEC | Swanton | Solar | Net-Metering | 11 | Active | 4186600% | 4174200% | 2014
VEC | Essex | Solar | Net-Metering | 4.94 | Active | 4176000% | 4174000% | 2014
VEC | Fairfax | Solar | Net-Metering | 5 | Active | 4176600% | 4174000% | 2014
VEC | Montgomery | Solar | Net-Metering | 4 | Active | 4183600% | 4174000% | 2014
VEC | Grand Isle | Solar | Net-Metering | 4.35 | Active | 4176800% | 4173800% | 2014
VEC | Fairfield | Solar | Net-Metering | 9 | Active | 4177400% | 4173800% | 2014
VEC | Hinesburg | Solar | Net-Metering | 7.68 | Active | 4187600% | 4173400% | 2014
VEC | Johnson | Solar | Net-Metering | 3.42 | Active | 4181700% | 4173300% | 2014
VEC | Cambridge | Solar | Net-Metering | 3.73 | Active | 4184800% | 4173300% | 2014
VEC | Highgate | Solar | Net-Metering | 6.84 | Active | 4181000% | 4173300% | 2014
VEC | Franklin | Solar | Net-Metering | 10.83 | Active | 4176800% | 4173300% | 2014
VEC | Huntington | Solar | Net-Metering | 7.22 | Active | 4180300% | 4173200% | 2014
VEC | Berkshire | Solar | Net-Metering | 12 | Active | 4181400% | 4173200% | 2014
VEC | Hinesburg | Solar | Net-Metering | 7.98 | Active | 4176500% | 4173200% | 2014
VEC | Waterville | Solar | Net-Metering | 6.61 | Active | 4181400% | 4173000% | 2014
VEC | Starksboro | Solar | Net-Metering | 6.84 | Active | 4180300% | 4173000% | 2014
VEC | sheldon | Solar | Net-Metering | 3.42 | Active | 4186600% | 4173000% | 2014
VEC | Montgomery | Solar | Net-Metering | 4.5 | Active | 4174700% | 4173000% | 2014
VEC | Johnson | Solar | Net-Metering | 3.42 | Active | 4181700% | 4173000% | 2014
VEC | Hinesburg | Solar | Net-Metering | 4.85 | Active | 4178900% | 4173000% | 2014
VEC | Jericho | Solar | Net-Metering | 9.14 | Active | 4175300% | 4173000% | 2014
VEC | Jericho | Solar | Net-Metering | 6.83 | Active | 4177500% | 4173000% | 2014
VEC | Cambridge | Solar | Net-Metering | 5.13 | Active | 4175300% | 4173000% | 2014
VEC | Glover | Solar | Net-Metering | 9.04 | Active | 4176100% | 4171800% | 2014
VEC | Fairfax | Solar | Net-Metering | 4.56 | Active | 4175800% | 4173000% | 2014
VEC | Grand Isle | Solar | Net-Metering | 3.73 | Active | 4149300% | 4150500% | 2013
VEC | South Hero | Solar | Net-Metering | 8.9 | Active | 4183700% | 4148900% | 2014
VEC | South Hero | Solar | Net-Metering | 4.26 | Active | 4148700% | 4148400% | 2013
VEC | Hinesburg | Solar | Net-Metering | 4.26 | Active | 4176500% | 4148500% | 2014
VEC | Grand Isle | Solar | Net-Metering | 5.59 | Active | 4157100% | 4148100% | 2013
VEC | Johnson | Solar | Net-Metering | 4.79 | Active | 4148700% | 4148000% | 2013
VEC | South Hero | Solar | Net-Metering | 4.03 | Active | 4161900% | 4147700% | 2013
VEC | North Hero | Solar | Net-Metering | 3.73 | Active | 4156600% | 4147900% | 2013
VEC | Huntington | Solar | Net-Metering | 2.72 | Active | 4152600% | 4147300% | 2013
VEC | Franklin | Solar | Net-Metering | 5.7 | Active | 4150500% | 4147300% | 2013
VEC | Newport City | Solar | Net-Metering | 2.85 | Active | 4154800% | 4147300% | 2013
VEC | Jericho | Solar | Net-Metering | 5.2 | Active | 4148600% | 4147100% | 2013
VEC | Glover | Solar | Net-Metering | 2.85 | Active | 4196800% | 4147100% | 2014
VEC | Franklin | Solar | Net-Metering | 5.93 | Active | 4156200% | 4146500% | 2013
VEC | Grand Isle | Solar | Net-Metering | 6.21 | Active | 4158300% | 4146000% | 2013
VEC | Jericho | Solar | Net-Metering | 6.16 | Active | 4149300% | 4145700% | 2013
VEC | Underhill | Solar | Net-Metering | 5.59 | Active | 4151300% | 4145700% | 2013
VEC | Fairfax | Solar | Net-Metering | 6.04 | Active | 4151800% | 4145700% | 2013
VEC | Swanton | Solar | Net-Metering | 7.46 | Active | 4152900% | 4145300% | 2013
VEC | South Hero | Solar | Net-Metering | 8.89 | Active | 4156300% | 4145300% | 2013
VEC | Bolton | Solar | Net-Metering | 8.98 | Active | 4149100% | 4145300% | 2013
VEC | Derby | Solar | Net-Metering | 8.89 | Active | 4150200% | 4145200% | 2013
VEC | Waterville | Solar | Net-Metering | 5.7 | Active | 4153000% | 4145100% | 2013
VEC | Swanton | Solar | Net-Metering | 6.21 | Active | 4157100% | 4145000% | 2013
VEC | South Hero | Solar | Net-Metering | 20 | Active | 4167600% | 4144900% | 2014
VEC | Richmond | Solar | Net-Metering | 7.87 | Active | 4161800% | 4144500% | 2013
VEC | St. Albans City | Solar | Net-Metering | 4.19 | Active | 4146600% | 4144300% | 2013
VEC | Craftsbury | Solar | Net-Metering | 4.18 | Active | 4162500% | 4144500% | 2013
VEC | Williston | Solar | Net-Metering | 4.1 | Active | 4147300% | 4143600% | 2013
VEC | North Hero | Solar | Net-Metering | 9.08 | Active | 4157600% | 4143700% | 2013
VEC | Grand Isle | Solar | Net-Metering | 4.97 | Active | 4150100% | 4143600% | 2013
VEC | Grand Isle | Solar | Net-Metering | 6.83 | Active | 4151700% | 4143700% | 2013
VEC | South Hero | Solar | Net-Metering | 5.46 | Active | 4146500% | 4143500% | 2013
VEC | Sheldon | Solar | Net-Metering | 7.36 | Active | 4153300% | 4143200% | 2013
VEC | Alburgh | Solar | Net-Metering | 3.73 | Active | 4151700% | 4142800% | 2013
VEC | Sheldon | Solar | Net-Metering | 5.24 | Active | 4151300% | 4142800% | 2013
VEC | St. Albans City | Solar | Net-Metering | 5.24 | Active | 4152700% | 4142200% | 2013
VEC | Enosburgh | Solar | Net-Metering | 8.55 | Active | 4151500% | 4141900% | 2013
VEC | South Hero | Solar | Net-Metering | 5.59 | Active | 4151700% | 4141700% | 2013
VEC | Franklin | Solar | Net-Metering | 6.52 | Active | 4151700% | 4141700% | 2013
VEC | South Hero | Solar | Net-Metering | 5.24 | Active | 4150800% | 4141700% | 2013
VEC | North Hero | Solar | Net-Metering | 9 | Active | 4150900% | 4141600% | 2013
VEC | North Hero | Solar | Net-Metering | 18.7 | Active | 4150500% | 4141200% | 2013
VEC | Underhill | Solar | Net-Metering | 9.5 | Active | 4151300% | 4141100% | 2013
VEC | Derby | Solar | Net-Metering | 9.5 | Active | 4149200% | 4141400% | 2013
VEC | Essex | Solar | Net-Metering | 2.96 | Active | 4143000% | 4140500% | 2013
VEC | South Hero | Solar | Net-Metering | 3.21 | Active | 4149200% | 4140900% | 2013
VEC | Sheldon | Solar | Net-Metering | 6.92 | Active | 4147300% | 4140900% | 2013
VEC | Fairfield | Solar | Net-Metering | 5.47 | Active | 4151400% | 4140800% | 2013
VEC | Grand Isle | Solar | Net-Metering | 10.49 | Active | 4151800% | 4140400% | 2013
VEC | North Hero | Solar | Net-Metering | 4.66 | Active | 4151200% | 4140200% | 2013
VEC | Williston | Solar | Net-Metering | 6.52 | Active | 4151200% | 4140100% | 2013
VEC | Grand Isle | Solar | Net-Metering | 3.95 | Active | 4158600% | 4139800% | 2013
VEC | Fairfield | Solar | Net-Metering | 6.16 | Active | 4142500% | 4139800% | 2013
VEC | Jericho | Solar | Net-Metering | 6.7 | Active | 4143000% | 4139700% | 2013
VEC | Hinesburg | Solar | Net-Metering | 7.46 | Active | 4155400% | 4139600% | 2013
VEC | Williston | Solar | Net-Metering | 3.93 | Active | 4116900% | 4139500% | 2012
VEC | Richford | Solar | Net-Metering | 4.94 | Active | 4147300% | 4139000% | 2013
VEC | Bolton | Solar | Net-Metering | 11.86 | Active | 4197500% | 4138800% | 2014
VEC | Johnson | Solar | Net-Metering | 19 | Active | 4150100% | 4139500% | 2013
VEC | Hinesburg | Solar | Net-Metering | 4.79 | Active | 4154700% | 4138900% | 2013
VEC | Sheldon | Solar | Net-Metering | 4.35 | Active | 4150800% | 4138800% | 2013
VEC | South Hero | Solar | Net-Metering | 9.83 | Active | 4145000% | 4138800% | 2013
VEC | Fairfax | Solar | Net-Metering | 7.46 | Active | 4153400% | 4137800% | 2013
VEC | Alburgh | Solar | Net-Metering | 12.9 | Active | 4144600% | 4137600% | 2013
VEC | Franklin | Solar | Net-Metering | 9.32 | Active | 4150200% | 4137300% | 2013
VEC | Fairfield | Solar | Net-Metering | 8.89 | Active | 4154300% | 4137300% | 2013
VEC | Westford | Solar | Net-Metering | 4.89 | Active | 4140800% | 4137500% | 2013
VEC | Williston | Solar | Net-Metering | 495.33 | Active | 4224400% | 4136500% | 2015
VEC | Derby | Solar | Net-Metering | 4.56 | Active | 4142900% | 4137500% | 2013
VEC | Richmond | Solar | Net-Metering | 3.73 | Active | 4145300% | 4136800% | 2013
VEC | Newport City | Solar | Net-Metering | 28.5 | Active | 4151400% | 4137200% | 2013
VEC | Troy | Hydro | Net-Metering | 220 | Active | 4154800% | 4134100% | 2013
VEC | Underhill | Solar | Net-Metering | 5.7 | Active | 4143600% | 4136700% | 2013
VEC | South Hero | Solar | Net-Metering | 5.93 | Active | 4146300% | 4136800% | 2013
VEC | South Hero | Solar | Net-Metering | 10.015 | Active | 4144000% | 4136200% | 2013
VEC | South Hero | Solar | Net-Metering | 12.08 | Active | 4166200% | 4136700% | 2014
VEC | Grand Isle | Solar | Net-Metering | 5.59 | Active | 4149300% | 4136200% | 2013
VEC | Franklin | Solar | Net-Metering | 7.46 | Active | 4152300% | 4136200% | 2013
VEC | Glover | Solar | Net-Metering | 5.7 | Active | 4143100% | 4136000% | 2013
VEC | Fairfax | Solar | Net-Metering | 3.73 | Active | 4144000% | 4136200% | 2013
VEC | Jericho | Solar | Net-Metering | 4.37 | Active | 4139500% | 4135500% | 2013
VEC | Underhill | Solar | Net-Metering | 3.73 | Active | 4143900% | 4135500% | 2013
VEC | North Hero | Solar | Net-Metering | 7.46 | Active | 4143900% | 4134800% | 2013
VEC | South Hero | Solar | Net-Metering | 6.38 | Active | 4147300% | 4135100% | 2013
VEC | Enosburgh | Solar | Net-Metering | 11.18 | Active | 4144500% | 4134700% | 2013
VEC | Jericho | Solar | Net-Metering | 5.59 | Active | 4149500% | 4134100% | 2013
VEC | Huntington | Solar | Net-Metering | 6.21 | Active | 4136500% | 4132500% | 2013
VEC | South Hero | Solar | Net-Metering | 8.08 | Active | 4149300% | 4132500% | 2013
VEC | South Hero | Solar | Net-Metering | 5.9 | Active | 4143100% | 4133200% | 2013
VEC | Huntington | Solar | Net-Metering | 8.6 | Active | 4146400% | 4131100% | 2013
VEC | Huntington | Solar | Net-Metering | 4.97 | Active | 4150200% | 4130600% | 2013
VEC | Swanton | Solar | Net-Metering | 5.59 | Active | 4149400% | 4131700% | 2013
VEC | Montgomery | Solar | Net-Metering | 8.21 | Active | 4145600% | 4131000% | 2013
VEC | Grand Isle | Solar | Net-Metering | 5.47 | Active | 4145100% | 4129100% | 2013
VEC | Newport Town | Solar | Net-Metering | 4.1 | Active | 4136800% | 4130400% | 2013
VEC | Eden | Solar | Net-Metering | 2.96 | Active | 4133900% | 4129000% | 2013
VEC | Huntington | Solar | Net-Metering | 14.9 | Active | 4140800% | 4129800% | 2013
VEC | Jericho | Solar | Net-Metering | 14.66 | Active | 4133800% | 4127800% | 2013
VEC | Morristown | Solar | Net-Metering | 5.7 | Active | 4136600% | 4126100% | 2013
VEC | Essex Junction | Solar | Net-Metering | 6.05 | Active | 4132500% | 4126300% | 2013
VEC | Underhill | Solar | Net-Metering | 4.79 | Active | 4138000% | 4125800% | 2013
VEC | Williston | Solar | Net-Metering | 2.96 | Active | 4132500% | 4125600% | 2013
VEC | Isle La Motte | Solar | Net-Metering | 47.24 | Active | 4156400% | 4125500% | 2013
VEC | Williston | Solar | Net-Metering | 4.66 | Active | 4137200% | 4124100% | 2013
VEC | Jericho | Solar | Net-Metering | 5.59 | Active | 4126200% | 4124100% | 2012
VEC | Jericho | Solar | Net-Metering | 5.59 | Active | 4143700% | 4122900% | 2013
VEC | Greensboro | Solar | Net-Metering | 4.97 | Active | 4139700% | 4123300% | 2013
VEC | Huntington | Solar | Net-Metering | 11.18 | Active | 4128400% | 4120000% | 2013
VEC | Hinesburg | Solar | Net-Metering | 7.48 | Active | 4130500% | 4122900% | 2013
VEC | Montgomery | Solar | Net-Metering | 15 | Active | 4120100% | 4119300% | 2012
VEC | Grand Isle | Solar | Net-Metering | 47.24 | Active | 4143800% | 4119200% | 2013
VEC | Williston | Solar | Net-Metering | 5.7 | Active | 4121600% | 4118700% | 2012
VEC | Johnson | Solar | Net-Metering | 5.59 | Active | 4125400% | 4122200% | 2012
VEC | Huntington | Solar | Net-Metering | 8.21 | Active | 4127900% | 4119000% | 2013
VEC | Hinesburg | Solar | Net-Metering | 4 | Active | 4122600% | 4118600% | 2012
VEC | Williston | Solar | Net-Metering | 5.59 | Active | 4125300% | 4118500% | 2012
VEC | South Hero | Solar | Net-Metering | 6.41 | Active | 4154900% | 4118400% | 2013
VEC | Morristown | Solar | Net-Metering | 5.81 | Active | 4119000% | 4117200% | 2012
VEC | South Hero | Solar | Net-Metering | 3.73 | Active | 4134500% | 4117900% | 2013
VEC | Huntington | Solar | Net-Metering | 2.79 | Active | 4128500% | 4116300% | 2013
VEC | Alburgh | Solar | Net-Metering | 10 | Active | 4119800% | 4116000% | 2012
VEC | Williston | Solar | Net-Metering | 11.18 | Active | 4125700% | 4115900% | 2012
VEC | Fairfield | Solar | Net-Metering | 10.28 | Active | 4126000% | 4115600% | 2012
VEC | Williston | Solar | Net-Metering | 7.75 | Active | 4122900% | 4114400% | 2012
VEC | Stowe | Solar | Net-Metering | 4.35 | Active | 4133900% | 4115100% | 2013
VEC | Jericho | Solar | Net-Metering | 4.97 | Active | 4118100% | 4115100% | 2012
VEC | South Hero | Solar | Net-Metering | 5.1 | Active | 4116700% | 4113100% | 2012
VEC | Huntington | Solar | Net-Metering | 3.73 | Active | 4125700% | 4113000% | 2012
VEC | Westfield | Wind | Net-Metering | 40 | Active | 4113700% | 4113700% | 2012
VEC | Glover | Solar | Net-Metering | 5.7 | Active | 4124400% | 4112800% | 2012
VEC | Hinesburg | Solar | Net-Metering | 3.73 | Active | 4121100% | 4112800% | 2012
VEC | Essex | Solar | Net-Metering | 5.59 | Active | 4124400% | 4112200% | 2012
VEC | Westford | Solar | Net-Metering | 7.53 | Active | 4120400% | 4112100% | 2012
VEC | Richmond | Solar | Net-Metering | 11.45 | Active | 4125500% | 4111700% | 2012
VEC | Cambridge | Solar | Net-Metering | 4.18 | Active | 4127800% | 4111700% | 2013
VEC | Jericho | Solar | Net-Metering | 4.56 | Active | 4126000% | 4111500% | 2012
VEC | Grand Isle | Solar | Net-Metering | 6.12 | Active | 4116600% | 4110900% | 2012
VEC | Newport City | Solar | Net-Metering | 15.73 | Active | 4119300% | 4110900% | 2012
VEC | Huntington | Solar | Net-Metering | 7 | Active | 4117900% | 4110900% | 2012
VEC | Newport Town | Solar | Net-Metering | 16.42 | Active | 4125400% | 4110700% | 2012
VEC | Newport City | Solar | Net-Metering | 6.99 | Active | 4120100% | 4110300% | 2012
VEC | Huntington | Solar | Net-Metering | 9.69 | Active | 4114500% | 4110200% | 2012
VEC | Franklin | Solar | Net-Metering | 15 | Active | 4120600% | 4109500% | 2012
VEC | Newport City | Solar | Net-Metering | 5.7 | Active | 4114800% | 4109500% | 2012
VEC | Underhill | Solar | Net-Metering | 7.46 | Active | 4120000% | 4109300% | 2012
VEC | Hinesburg | Solar | Net-Metering | 3.73 | Active | 4125500% | 4109300% | 2012
VEC | Starksboro | Solar | Net-Metering | 3.99 | Active | 4112400% | 4108600% | 2012
VEC | Newport Town | Solar | Net-Metering | 1.23 | Active | 4144100% | 4107600% | 2013
VEC | Fairfield | Solar | Net-Metering | 4.19 | Active | 4118600% | 4109200% | 2012
VEC | Canaan | Solar | Net-Metering | 5.7 | Active | 4124000% | 4107400% | 2012
VEC | St. George | Solar | Net-Metering | 10.17 | Active | 4116700% | 4106100% | 2012
VEC | Jericho | Solar | Net-Metering | 6.52 | Active | 4115900% | 4104300% | 2012
VEC | Derby | Wind | Net-Metering | 9.5 | Active | 4118300% | 4105400% | 2012
VEC | Milton | Solar | Net-Metering | 7.46 | Active | 4116300% | 4105200% | 2012
VEC | Huntington | Solar | Net-Metering | 65.57 | Active | 4124400% | 4104300% | 2012
VEC | Underhill | Solar | Net-Metering | 5.47 | Active | 4109600% | 4104100% | 2012
VEC | Richmond | Solar | Net-Metering | 12 | Active | 4112800% | 4103600% | 2012
VEC | Derby | Solar | Net-Metering | 5.47 | Active | 4104500% | 4104000% | 2012
VEC | Grand Isle | Solar | Net-Metering | 17.1 | Active | 4212100% | 4104000% | 2015
VEC | Williston | Solar | Net-Metering | 5.59 | Active | 4114500% | 4102400% | 2012
VEC | Grand Isle | Solar | Net-Metering | 17.86 | Active | 4110200% | 4103300% | 2012
VEC | Essex Junction | Solar | Net-Metering | 4.68 | Active | 4106200% | 4103200% | 2012
VEC | Jericho | Solar | Net-Metering | 4.35 | Active | 4115200% | 4100200% | 2012
VEC | Grand Isle | Solar | Net-Metering | 8.02 | Active | 4109000% | 4099900% | 2012
VEC | Williston | Solar | Net-Metering | 5.24 | Active | 4144300% | 4101100% | 2013
VEC | Williston | Solar | Net-Metering | 3.73 | Active | 4115700% | 4100300% | 2012
VEC | South Hero | Solar | Net-Metering | 42.09 | Active | 4120000% | 4099900% | 2012
VEC | South Hero | Solar | Net-Metering | 3.19 | Active | 4105100% | 4098700% | 2012
VEC | Huntington | Solar | Net-Metering | 9.5 | Active | 4092600% | 4092500% | 2012
VEC | Williston | Solar | Net-Metering | 4.45 | Active | 4102900% | 4093200% | 2012
VEC | Huntington | Solar | Net-Metering | 4.79 | Active | 4100200% | 4095400% | 2012
VEC | Craftsbury | Solar | Net-Metering | 2.91 | Active | 4090900% | 4091800% | 2012
VEC | Irasburg | Wind | Net-Metering | 8.12 | Active | 4197300% | 4091300% | 2014
VEC | Morristown | Solar | Net-Metering | 3.99 | Active | 4091300% | 4091100% | 2012
VEC | Williston | Solar | Net-Metering | 6.65 | Active | 4091900% | 4088900% | 2012
VEC | South Hero | Solar | Net-Metering | 2.74 | Active | 4098800% | 4089100% | 2012
VEC | Williston | Solar | Net-Metering | 6.65 | Active | 4100600% | 4087900% | 2012
VEC | Williston | Solar | Net-Metering | 3.71 | Active | 4098400% | 4088600% | 2012
VEC | Hinesburg | Solar | Net-Metering | 4.02 | Active | 4091900% | 4087500% | 2012
VEC | South Hero | Solar | Net-Metering | 7.87 | Active | 4090400% | 4087500% | 2011
VEC | Craftsbury | Solar | Net-Metering | 3.99 | Active | 4090100% | 4086900% | 2011
VEC | Williston | Solar | Net-Metering | 4.1 | Active | 4097000% | 4086100% | 2012
VEC | Jericho | Solar | Net-Metering | 3.99 | Active | 4095600% | 4085700% | 2012
VEC | Williston | Solar | Net-Metering | 10.845 | Active | 4208600% | 4085300% | 2015
VEC | Huntington | Solar | Net-Metering | 1.75 | Active | 4102200% | 4085100% | 2012
VEC | Richford | Hydro | Net-Metering | 9.12 | Active | 4124400% | 4085200% | 2012
VEC | Hinesburg | Solar | Net-Metering | 4.99 | Active | 4093300% | 4084700% | 2012
VEC | Canaan | Solar | Net-Metering | 17.86 | Active | 4087500% | 4083500% | 2011
VEC | Westford | Solar | Net-Metering | 8.55 | Active | 4084900% | 4082800% | 2011
VEC | Cambridge | Solar | Net-Metering | 139.65 | Active | 4105200% | 4082100% | 2012
VEC | Alburgh | Solar | Net-Metering | 6.78 | Active | 4091400% | 4082800% | 2012
VEC | Waterville | Solar | Net-Metering | 1.66 | Active | 4099100% | 4082100% | 2012
VEC | Grand Isle | Solar | Net-Metering | 4.75 | Active | 4083200% | 4079200% | 2011
VEC | St. George | Solar | Net-Metering | 4.28 | Active | 4149500% | 4080400% | 2013
VEC | Canaan | Solar | Net-Metering | 41.36 | Active | 4096600% | 4080900% | 2012
VEC | Cambridge | Solar | Net-Metering | 2.99 | Active | 4102500% | 4079800% | 2012
VEC | Coventry | Solar | Net-Metering | 5.24 | Active | 4085100% | 4078600% | 2011
VEC | Newport City | Solar | Net-Metering | 5.24 | Active | 4090400% | 4078800% | 2011
VEC | Hinesburg | Solar | Net-Metering | 4.7 | Active | 4083300% | 4078100% | 2011
VEC | Hinesburg | Solar | Net-Metering | 5.77 | Active | 4087800% | 4077700% | 2011
VEC | Bakersfield | Solar | Net-Metering | 5.02 | Active | 4082200% | 4076600% | 2011
VEC | Hyde Park | Bio | Net-Metering | 61.75 | Active | 4127500% | 4076000% | 2013
VEC | Huntington | Solar | Net-Metering | 7.98 | Active | 4086100% | 4072100% | 2011
VEC | Glover | Solar | Net-Metering | 3.42 | Active | 4100300% | 4074900% | 2012
VEC | Williston | Solar | Net-Metering | 4.9 | Active | 4093400% | 4072900% | 2012
VEC | Underhill | Solar | Net-Metering | 4.56 | Active | 4207200% | 4071500% | 2015
VEC | Lemington | Solar | Net-Metering | 1.72 | Active | 3953900% | 4071100% | 2008
VEC | St. George | Solar | Net-Metering | 5.84 | Active | 4070900% | 4070400% | 2011
VEC | Hinesburg | Solar | Net-Metering | 5.24 | Active | 4077500% | 4069700% | 2011
VEC | Essex | Solar | Net-Metering | 6.05 | Active | 4069500% | 4069600% | 2011
VEC | Cambridge | Solar | Net-Metering | 9.94 | Active | 4087800% | 4069700% | 2011
VEC | Jericho | Solar | Net-Metering | 25.2 | Active | 4087800% | 4067600% | 2011
VEC | Richmond | Solar | Net-Metering | 24.17 | Active | 4076100% | 4067300% | 2011
VEC | Maidstone | Solar | Net-Metering | 5.11 | Active | 4084400% | 4067400% | 2011
VEC | North Hero | Solar | Net-Metering | 4.56 | Active | 4098800% | 4065400% | 2012
VEC | Hinesburg | Solar | Net-Metering | 7.98 | Active | 4074000% | 4066800% | 2011
VEC | Jericho | Solar | Net-Metering | 7.98 | Active | 4090100% | 4066800% | 2011
VEC | Lemington | Solar | Net-Metering | 4.81 | Active | 4098200% | 4065100% | 2012
VEC | Williston | Solar | Net-Metering | 4.44 | Active | 4084800% | 4064800% | 2011
VEC | Underhill | Solar | Net-Metering | 5.99 | Active | 4092500% | 4061200% | 2012
VEC | Williston | Solar | Net-Metering | 2.99 | Active | 4072500% | 4064800% | 2011
VEC | Williston | Solar | Net-Metering | 3.99 | Active | 4103900% | 4061100% | 2012
VEC | Williston | Solar | Net-Metering | 3.99 | Active | 4090400% | 4061100% | 2011
VEC | Johnson | Solar | Net-Metering | 6.62 | Active | 4092500% | 4060400% | 2012
VEC | St. George | Solar | Net-Metering | 7.98 | Active | 4071200% | 4060400% | 2011
VEC | St. George | Solar | Net-Metering | 6.98 | Active | 3954000% | 4060400% | 2008
VEC | Charleston | Solar | Net-Metering | 2.62 | Active | 4100000% | 4058500% | 2012
VEC | North Hero | Solar | Net-Metering | 1.34 | Active | 4100000% | 4058400% | 2012
VEC | Glover | Solar | Net-Metering | 3.61 | Active | 4071400% | 4057400% | 2011
VEC | Barton | Solar | Net-Metering | 1.31 | Active | 4069500% | 4057400% | 2011
VEC | Williston | Solar | Net-Metering | 3.99 | Active | 4090600% | 4054100% | 2011
VEC | Holland | Solar | Net-Metering | 2.4 | Active | 4064200% | 4053500% | 2011
VEC | Williston | Solar | Net-Metering | 7 | Active | 4108800% | 4050600% | 2012
VEC | Newport Town | Solar | Net-Metering | 5.27 | Active | 4060300% | 4053200% | 2011
VEC | Enosburgh | Solar | Net-Metering | 3.97 | Active | 4197500% | 4050500% | 2014
VEC | Waterville | Solar | Net-Metering | 3.52 | Active | 3763100% | 4049000% | 2003
VEC | South Hero | Solar | Net-Metering | 9.19 | Active | 4085700% | 4049200% | 2011
VEC | Cambridge | Solar | Net-Metering | 3.8 | Active | 4084900% | 4049400% | 2011
VEC | Essex | Solar | Net-Metering | 10.32 | Active | 4129500% | 4047100% | 2013
VEC | Glover | Wind | Net-Metering | 9.5 | Active | 4054400% | 4045600% | 2011
VEC | Williston | Solar | Net-Metering | 5.62 | Active | 4086500% | 4045600% | 2011
VEC | Richford | Solar | Net-Metering | 15.73 | Active | 4080800% | 4044300% | 2011
VEC | South Hero | Solar | Net-Metering | 6.65 | Active | 4107200% | 4044300% | 2012
VEC | Jericho | Solar | Net-Metering | 2.99 | Active | 4050000% | 4043000% | 2010
VEC | Richford | Solar | Net-Metering | 28.84 | Active | 4094700% | 4044300% | 2012
VEC | Underhill | Solar | Net-Metering | 4.75 | Active | 4085700% | 4042900% | 2011
VEC | Jericho | Solar | Net-Metering | 15 | Active | 4096900% | 4043500% | 2012
VEC | Jericho | Solar | Net-Metering | 8.97 | Active | 4045900% | 4043000% | 2010
VEC | Williston | Solar | Net-Metering | 7.98 | Active | 4086500% | 4040100% | 2011
VEC | Grand Isle | Solar | Net-Metering | 3.19 | Active | 4208600% | 4040700% | 2015
VEC | Grand Isle | Solar | Net-Metering | 2.39 | Active | 3938700% | 4040300% | 2007
VEC | Johnson | Solar | Net-Metering | 3.99 | Active | 4076600% | 4040100% | 2011
VEC | Huntington | Solar | Net-Metering | 3.96 | Active | 4036000% | 4039400% | 2010
VEC | Craftsbury | Solar | Net-Metering | 4.18 | Active | 4049700% | 4039300% | 2010
VEC | Enosburgh | Solar | Net-Metering | 3.8 | Active | 4087600% | 4039300% | 2011
VEC | Craftsbury | Solar | Net-Metering | 108.1 | Active | 4213700% | 4039300% | 2015
VEC | Johnson | Solar | Net-Metering | 5.42 | Active | 4039200% | 4033100% | 2010
VEC | Derby | Wind | Net-Metering | 9.5 | Active | 4011800% | 4032200% | 2009
VEC | Richmond | Solar | Net-Metering | 7.18 | Active | 4127700% | 4032000% | 2013
VEC | Williston | Solar | Net-Metering | 3.9 | Active | 4096900% | 4030400% | 2012
VEC | Williston | Solar | Net-Metering | 4.18 | Active | 4085800% | 4030900% | 2011
VEC | South Hero | Solar | Net-Metering | 3.19 | Active | 4044400% | 4031600% | 2010
VEC | Richmond | Solar | Net-Metering | 4.5 | Active | 4086400% | 4030400% | 2011
VEC | Glover | Solar | Net-Metering | 7.54 | Active | 4085500% | 4030300% | 2011
VEC | Sheffield | Solar | Net-Metering | 4.91 | Active | 4036400% | 4028800% | 2010
VEC | Richmond | Solar | Net-Metering | 3.99 | Active | 4085700% | 4028500% | 2011
VEC | Williston | Solar | Net-Metering | 2.99 | Active | 4029900% | 4024900% | 2010
VEC | Franklin | Solar | Net-Metering | 7.98 | Active | 4064100% | 4027600% | 2011
VEC | Williston | Solar | Net-Metering | 8.99 | Active | 4033100% | 4027000% | 2010
VEC | Hinesburg | Solar | Net-Metering | 4.79 | Active | 4207000% | 4024900% | 2015
VEC | Richmond | Solar | Net-Metering | 3.71 | Active | 4158200% | 4023200% | 2013
VEC | Franklin | Solar | Net-Metering | 12.29 | Active | 4308300% | 4017900% | 2017
VEC | Huntington | Solar | Net-Metering | 8.25 | Active | 3868700% | 4014100% | 2005
VEC | Fairfax | Solar | Net-Metering | 3.19 | Active | 4033000% | 4015000% | 2010
VEC | Hinesburg | Solar | Net-Metering | 18.32 | Active | 4014800% | 4014100% | 2009
VEC | Montgomery | Solar | Net-Metering | 3.19 | Active | 4026900% | 4012900% | 2010
VEC | Hinesburg | Solar | Net-Metering | 7.8 | Active | 4211900% | 4016400% | 2015
VEC | Westford | Solar | Net-Metering | 8.36 | Active | 4013700% | 4007700% | 2009
VEC | Glover | Solar | Net-Metering | 11.12 | Active | 4014800% | 4007700% | 2009
VEC | Williston | Solar | Net-Metering | 14.79 | Active | 4095400% | 4006500% | 2012
VEC | Irasburg | Solar | Net-Metering | 17.3 | Active | 4110300% | 4007700% | 2012
VEC | Newport Town | Solar | Net-Metering | 17.78 | Active | 4256600% | 4400800% | 2016
VEC | Huntington | Solar | Net-Metering | 1.37 | Active | 4040900% | 4004400% | 2010
VEC | Starksboro | Solar | Net-Metering | 9.7 | Active | 4061100% | 4005100% | 2011
VEC | Westford | Solar | Net-Metering | 2.39 | Active | 4017900% | 4003600% | 2010
VEC | Newport Town | Solar | Net-Metering | 3.12 | Active | 4017900% | 4003400% | 2010
VEC | Cambridge | Solar | Net-Metering | 0.72 | Active | 3994500% | 3999600% | 2009
VEC | Albany | Wind | Net-Metering | 9.5 | Active | 4023800% | 3998200% | 2010
VEC | Huntington | Solar | Net-Metering | 1.9 | Active | 4177600% | 3997900% | 2014
VEC | Underhill | Solar | Net-Metering | 3.61 | Active | 4030900% | 3993200% | 2010
VEC | Albany | Solar | Net-Metering | 1.4 | Active | 4028300% | 3991800% | 2010
VEC | Huntington | Solar | Net-Metering | 3.04 | Active | 4033000% | 3996100% | 2010
VEC | Cambridge | Solar | Net-Metering | 1.5 | Active | 4026000% | 3989500% | 2010
VEC | Cambridge | Solar | Net-Metering | 3.99 | Active | 3991800% | 3985700% | 2009
VEC | South Hero | Solar | Net-Metering | 11.59 | Active | 4168300% | 3974500% | 2014
VEC | South Hero | Wind | Net-Metering | 2.5 | Active | 4033000% | 3974500% | 2010
VEC | Fairfield | Wind | Net-Metering | 9.5 | Active | 3982800% | 3967400% | 2009
VEC | Holland | Wind | Net-Metering | 9.5 | Active | 4051300% | 3975800% | 2010
VEC | Williston | Solar | Net-Metering | 4.55 | Active | 4227300% | 3973600% | 2015
VEC | Newport Town | Solar | Net-Metering | 2.73 | Active | 4095300% | 3968000% | 2012
VEC | Fairfax | Solar | Net-Metering | 11.88 | Active | 3990400% | 3972900% | 2009
VEC | South Hero | Solar | Net-Metering | 2.17 | Active | 4090900% | 3966600% | 2012
VEC | Charleston | Solar | Net-Metering | 5 | Active | 3995000% | 3958500% | 2009
VEC | Fairfield | Solar | Net-Metering | 15.04 | Active | 4153500% | 3958700% | 2013
VEC | Morristown | Wind | Net-Metering | 9.5 | Active | 3994500% | 3958000% | 2009
VEC | Westford | Solar | Net-Metering | 1.25 | Active | 3993500% | 3957000% | 2009
VEC | Jericho | Solar | Net-Metering | 8 | Active | 4070100% | 3950500% | 2011
VEC | Williston | Solar | Net-Metering | 9.59 | Active | 4170400% | 3945500% | 2014
VEC | Richford | Wind | Net-Metering | 9.5 | Active | 3955500% | 3939500% | 2008
VEC | Swanton | Solar | Net-Metering | 3.71 | Active | 3990300% | 3953800% | 2009
VEC | Starksboro | Wind | Net-Metering | 2.5 | Active | 4023800% | 3939400% | 2010
VEC | Newport Town | Solar | Net-Metering | 2.96 | Active | 3960000% | 3939400% | 2008
VEC | St. Albans City | Wind | Net-Metering | 2.5 | Active | 4039100% | 3936200% | 2010
VEC | Enosburgh | Wind | Net-Metering | 6.3 | Active | 4029900% | 3934500% | 2010
VEC | Montgomery | Solar | Net-Metering | 7.6 | Active | 3967500% | 3930900% | 2008
VEC | Richmond | Solar | Net-Metering | 0.54 | Active | 3959100% | 3922500% | 2008
VEC | Eden | Solar | Net-Metering | 1.09 | Active | 3942300% | 3926200% | 2007
VEC | Williston | Solar | Net-Metering | 5.94 | Active | 4141700% | 3916000% | 2013
VEC | Huntington | Wind | Net-Metering | 2.5 | Active | 3945100% | 3908600% | 2008
VEC | Swanton | Solar | Net-Metering | 16.49 | Active | 3943000% | 3906500% | 2007
VEC | Underhill | Solar | Net-Metering | 16.93 | Active | 4085500% | 3902000% | 2011
VEC | Huntington | Solar | Net-Metering | 15 | Active | 4033000% | 3899600% | 2010
VEC | Morgan | Solar | Net-Metering | 4.56 | Active | 4112200% | 3896600% | 2012
VEC | Cambridge | Wind | Net-Metering | 6.49 | Active | 4198300% | 3891200% | 2014
VEC | Grand Isle | Solar | Net-Metering | 3.7 | Active | 4051300% | 3877900% | 2010
VEC | Lowell | Solar | Net-Metering | 3.65 | Active | 4147900% | 3877900% | 2013
VEC | Brownington | Wind | Net-Metering | 5 | Active | 3927500% | 3891000% | 2007
VEC | Richmond | Wind | Net-Metering | 2.05 | Active | 3914400% | 3877900% | 2007
VEC | Lowell | Wind | Net-Metering | 9.5 | Active | 3908500% | 3872000% | 2007
VEC | Hinesburg | Solar | Net-Metering | 23.22 | Active | 4141700% | 3867700% | 2013
VEC | Hinesburg | Wind | Net-Metering | 2.5 | Active | 3899500% | 3863000% | 2006
VEC | Lemington | Wind | Net-Metering | 2.85 | Active | 3901600% | 3865100% | 2006
VEC | Fletcher | Solar | Net-Metering | 0.6 | Active | 3897900% | 3861400% | 2006
VEC | Georgia | Wind | Net-Metering | 7.5 | Active | 3896500% | 3860000% | 2006
VEC | Hinesburg | Solar | Net-Metering | 1.1 | Active | 4226300% | 3846800% | 2015
VEC | Alburgh | Wind | Net-Metering | 9.5 | Active | 3847400% | 3833400% | 2005
VEC | Derby | Solar | Net-Metering | 15.67 | Active | 4289400% | 4281700% | 2017
VEC | Craftsbury | Solar | Net-Metering | 1.35 | Active | 3978300% | 3821100% | 2008
VEC | Richford | Solar | Net-Metering | 2.85 | Active | 3826100% | 3829200% | 2004
VEC | Jericho | Solar | Net-Metering | 9 | Active | 4320100% | 4316700% | 2018
VEC | Albany | Solar | Net-Metering | 3.15 | Active | 3924800% | 3829500% | 2007
VEC | Fairfax | Solar | Net-Metering | 3.76 | Active | 4211400% | 3742900% | 2015
VEC | Hinesburg | Solar | Net-Metering | 4.85 | Active | 4126800% | 3764500% | 2012
VEC | Richmond | Solar | Net-Metering | 0.91 | Active | 3738500% | 3702000% | 2002
VEC | Alburgh | Solar | PPA | 1000 | active | 4272700% |  | 2016
VEC | Hinesburg | Solar | PPA | 1260 | active | 4306000% |  | 2017
VEC | Grand Isle | Solar | PPA | 4980 | active | 4309000% |  | 2017
VEC | Jericho | Solar | PPA | 1510 | active | 4420000% |  | 2021
VEC | Jericho | Solar | PPA | 1650 | active | 4448900% |  | 2021
VEC | Troy | hydro | Standard Offer | 816 | active | 4159200% |  | 2013
VEC | Franklin | Bio | Standard Offer | 189 | active | 4167100% |  | 2014
VEC | Richford | Bio | Standard Offer | 600 | active | 4036000% |  | 2010
VEC | Newport Town | Bio | Standard Offer | 225 | active | 4036000% |  | 2010
VEC | Troy | Bio | Standard Offer | 300 | active | 4039300% |  | 2010
VEC | Charleston | hydro | Standard Offer | 675 | active | 4064500% |  | 2011
VEC | Highgate | Bio | Standard Offer | 44 | active | 4472000% |  | 2022
WEC | Randolph | Solar | Net-Metering | 10 | Active | 4489500% |  | 2022
WEC | Moretown | Solar | Net-Metering | 7.7 | Active | 4489500% |  | 2022
WEC | Middlesex | Solar | Net-Metering | 9 | Active | 4486600% |  | 2022
WEC | Williamstown | Solar | Net-Metering | 7.7 | Active | 4489400% |  | 2022
WEC | Groton | Solar | Net-Metering | 8.4 | Active | 4489500% |  | 2022
WEC | Orange | Solar | Net-Metering | 8.8 | Active | 4487400% |  | 2022
WEC | Duxbury | Solar | Net-Metering | 6.5 | Active | 4487400% |  | 2022
WEC | Hardwick | Solar | Net-Metering | 12 | Active | 4490000% |  | 2022
WEC | Plainfield | Solar | Net-Metering | 8.4 | Active | 4490000% |  | 2022
VPPSA | Wolcott | Wind | Net-Metering | 2.6 | Active | unkn |  | #VALUE!
VPPSA | HARDWICK | Solar | Net-Metering | 19 | Active | 4481900% |  | 2022
VPPSA | Johnson | Solar | Net-Metering | 6 | Active | 4234800% |  | 2015
VPPSA | WOODBURY | Solar | Net-Metering | 10 | Active | 4483500% |  | 2022
VPPSA | Morristown | Solar | Net-Metering | 5.9 | Active | 4483500% |  | 2022
VPPSA | SHELDON | Solar | Net-Metering | 6.79 | Active | 4482000% |  | 2022
VPPSA | Ludlow | Solar | Net-Metering | 7.6 | Active | 4481800% |  | 2022
VPPSA | Enosburgh | Solar | Net-Metering | 7.6 | Active | 4480600% |  | 2022
VPPSA | Westmore | Solar | Net-Metering | 11.51 | Active | 4480500% |  | 2022
VPPSA | WOODBURY | Solar | Net-Metering | 3.25 | Active | 4480500% |  | 2022
VPPSA | Morristown | Solar | Net-Metering | 5.4 | Active | 4480500% |  | 2022
VPPSA | Morristown | Solar | Net-Metering | 10.8 | Active | 4480500% |  | 2022
VPPSA | CRAFTSBURY | Solar | Net-Metering | 15 | Active | 4480400% |  | 2022
VPPSA | CRAFTSBURY | Solar | Net-Metering | 7.7 | Active | 4477400% |  | 2022
VPPSA | WOLCOTT | Solar | Net-Metering | 10.25 | Active | 4477400% |  | 2022
VPPSA | Wolcott | Solar | Net-Metering | 15.9 | Active | 4477400% |  | 2022
VPPSA | Morristown | Solar | Net-Metering | 5 | Active | 4477400% |  | 2022
VPPSA | Morristown | Solar | Net-Metering | 15.64 | Active | 4477400% |  | 2022
VPPSA | Swanton | Solar | Net-Metering | 10.92 | Active | 4477400% |  | 2022
VPPSA | GREENSBORO | Solar | Net-Metering | 5 | Active | 4476700% |  | 2022
VPPSA | Barton | Solar | Net-Metering | 7.7 | Active | 4474300% |  | 2022
VPPSA | Westmore | Solar | Net-Metering | 5 | Active | 4474300% |  | 2022
VPPSA | HARDWICK | Solar | Net-Metering | 7.7 | Active | 4474300% |  | 2022
VPPSA | CRAFTSBURY | Solar | Net-Metering | 15 | Active | 4474300% |  | 2022
VPPSA | Swanton | Solar | Net-Metering | 5.9 | Active | 4474300% |  | 2022
VPPSA | WOLCOTT | Solar | Net-Metering | 5.9 | Active | 4472700% |  | 2022
VPPSA | WOLCOTT | Solar | Net-Metering | 10.7 | Active | 4471300% |  | 2022
VPPSA | Johnson | Solar | Net-Metering | 13 | Active | 4471300% |  | 2022
VPPSA | Morristown | Solar | Net-Metering | 9 | Active | 4471300% |  | 2022
VPPSA | Morristown | Solar | Net-Metering | 3 | Active | 4471300% |  | 2022
VPPSA | Morristown | Solar | Net-Metering | 14.5 | Active | 4471300% |  | 2022
VPPSA | Wolcott | Solar | Net-Metering | 9.28 | Active | 4471300% |  | 2022
VPPSA | MORRISTOWN | Solar | Net-Metering | 5.31 | Active | 4471300% |  | 2022
VPPSA | Morristown | Solar | Net-Metering | 9 | Active | 4471300% |  | 2022
VPPSA | GREENSBORO | Solar | Net-Metering | 4.56 | Active | 4470700% |  | 2022
VPPSA | WOLCOTT | Solar | Net-Metering | 15 | Active | 4470000% |  | 2022
VPPSA | Westmore | Solar | Net-Metering | 2.88 | Active | 4468400% |  | 2022
VPPSA | WOLCOTT | Solar | Net-Metering | 8.26 | Active | 4468200% |  | 2022
VPPSA | GREENSBORO | Solar | Net-Metering | 3.25 | Active | 4468200% |  | 2022
VPPSA | GREENSBORO | Solar | Net-Metering | 3.54 | Active | 4468000% |  | 2022
VPPSA | WOLCOTT | Solar | Net-Metering | 4.13 | Active | 4467100% |  | 2022
VPPSA | Northfield | Solar | Net-Metering | 8.79 | Active | 4463500% |  | 2022
VPPSA | GREENSBORO | Solar | Net-Metering | 3.2 | Active | 4462300% |  | 2022
VPPSA | Enosburgh | Solar | Net-Metering | 42.8 | Active | 4462200% |  | 2022
VPPSA | Morristown | Solar | Net-Metering | 13.57 | Active | 4462100% |  | 2022
VPPSA | Enosburgh | Solar | Net-Metering | 7.7 | Active | 4460700% |  | 2022
VPPSA | CRAFTSBURY | Solar | Net-Metering | 15 | Active | 4460700% |  | 2022
VPPSA | Morristown | Solar | Net-Metering | 5.9 | Active | 4456200% |  | 2022
VPPSA | Northfield | Solar | Net-Metering | 4.72 | Active | 4455100% |  | 2021
VPPSA | CALAIS | Solar | Net-Metering | 5.31 | Active | 4454700% |  | 2021
VPPSA | Morristown | Solar | Net-Metering | 15 | Active | 4454600% |  | 2021
VPPSA | CRAFTSBURY | Solar | Net-Metering | 7.7 | Active | 4454500% |  | 2021
VPPSA | GREENSBORO | Solar | Net-Metering | 5 | Active | 4454500% |  | 2021
VPPSA | Elmore | Solar | Net-Metering | 5.31 | Active | 4454500% |  | 2021
VPPSA | GREENSBORO | Solar | Net-Metering | 15 | Active | 4454000% |  | 2021
VPPSA | WOODBURY | Solar | Net-Metering | 7.7 | Active | 4453300% |  | 2021
VPPSA | Morristown | Solar | Net-Metering | 150 | Active | 4453100% |  | 2021
VPPSA | Northfield | Solar | Net-Metering | 10 | Active | 4453100% |  | 2021
VPPSA | CRAFTSBURY | Solar | Net-Metering | 6.23 | Active | 4451800% |  | 2021
VPPSA | EAST HAVEN | Solar | Net-Metering | 7.08 | Active | 4451800% |  | 2021
VPPSA | Ludlow | Solar | Net-Metering | 8.85 | Active | 4451600% |  | 2021
VPPSA | GREENSBORO | Wind | Net-Metering | 5 | Active | 4451500% |  | 2021
VPPSA | CRAFTSBURY | Solar | Net-Metering | 7 | Active | 4451200% |  | 2021
VPPSA | CRAFTSBURY | Solar | Net-Metering | 10 | Active | 4451200% |  | 2021
VPPSA | HARDWICK | Solar | Net-Metering | 4.06 | Active | 4450900% |  | 2021
VPPSA | Hardwick | Solar | PPA | 1620 | Active | 4450100% |  | 2021
VPPSA | SUTTON | Solar | Net-Metering | 5.02 | Active | 4450100% |  | 2021
VPPSA | Burke | Solar | Net-Metering | 10.62 | Active | 4450100% |  | 2021
VPPSA | Burke | Solar | Net-Metering | 12.98 | Active | 4450100% |  | 2021
VPPSA | Morristown | Solar | Net-Metering | 5.02 | Active | 4450100% |  | 2021
VPPSA | KIRBY | Solar | Net-Metering | 5 | Active | 4448800% |  | 2021
VPPSA | Johnson | Solar | Net-Metering | 9.15 | Active | 4447500% |  | 2021
VPPSA | WOODBURY | Solar | Net-Metering | 6 | Active | 4446800% |  | 2021
VPPSA | Northfield | Solar | Net-Metering | 6.78 | Active | 4446600% |  | 2021
VPPSA | Whitingham | Solar | Net-Metering | 2.07 | Active | 4446400% |  | 2021
VPPSA | Northfield | Solar | Net-Metering | 7.7 | Active | 4446000% |  | 2021
VPPSA | KIRBY | Solar | Net-Metering | 7.5 | Active | 4445400% |  | 2021
VPPSA | Highgate | Solar | Net-Metering | 11.4 | Active | 4444200% |  | 2021
VPPSA | Morristown | Solar | Net-Metering | 4.13 | Active | 4444000% |  | 2021
VPPSA | Hyde Park | Solar | Net-Metering | 9.44 | Active | 4444000% |  | 2021
VPPSA | MORRISTOWN | Solar | Net-Metering | 6 | Active | 4444000% |  | 2021
VPPSA | MORRISTOWN | Solar | Net-Metering | 7.7 | Active | 4444000% |  | 2021
VPPSA | Northfield | Solar | Net-Metering | 10 | Active | 4444000% |  | 2021
VPPSA | GREENSBORO | Solar | Net-Metering | 15.2 | Active | 4443200% |  | 2021
VPPSA | Westmore | Solar | Net-Metering | 6.79 | Active | 4442600% |  | 2021
VPPSA | CRAFTSBURY | Solar | Net-Metering | 7.7 | Active | 4442100% |  | 2021
VPPSA | Northfield | Solar | Net-Metering | 7.7 | Active | 4441400% |  | 2021
VPPSA | Ludlow | Solar | Net-Metering | 7.6 | Active | 4440900% |  | 2021
VPPSA | Hyde Park | Solar | Net-Metering | 10.7 | Active | 4440900% |  | 2021
VPPSA | HARDWICK | Solar | Net-Metering | 34.22 | Active | 4439800% |  | 2021
VPPSA | WOODBURY | Solar | Net-Metering | 10.7 | Active | 4438600% |  | 2021
VPPSA | GREENSBORO | Solar | Net-Metering | 4.72 | Active | 4438600% |  | 2021
VPPSA | HARDWICK | Solar | Net-Metering | 7 | Active | 4438600% |  | 2021
VPPSA | Barton | Solar | Net-Metering | 12 | Active | 4437800% |  | 2021
VPPSA | Ludlow | Solar | Net-Metering | 10 | Active | 4437800% |  | 2021
VPPSA | Morristown | Solar | Net-Metering | 3.54 | Active | 4437800% |  | 2021
VPPSA | GREENSBORO | Solar | Net-Metering | 7 | Active | 4436800% |  | 2021
VPPSA | HARDWICK | Solar | Net-Metering | 7 | Active | 4435100% |  | 2021
VPPSA | Northfield | Solar | Net-Metering | 14.9 | Active | 4435000% |  | 2021
VPPSA | Morristown | Solar | Net-Metering | 5.31 | Active | 4434800% |  | 2021
VPPSA | Highgate | Hydro | Utility | 11392 | Active | 4434800% |  | 2021
VPPSA | WOODBURY | Solar | Net-Metering | 7.6 | Active | 4433000% |  | 2021
VPPSA | Northfield | Solar | Net-Metering | 11.6 | Active | 4432300% |  | 2021
VPPSA | WOLCOTT | Solar | Net-Metering | 4.13 | Active | 4432200% |  | 2021
VPPSA | Barton | Solar | Net-Metering | 7.96 | Active | 4431900% |  | 2021
VPPSA | Morristown | Solar | Net-Metering | 5.31 | Active | 4431700% |  | 2021
VPPSA | CRAFTSBURY | Solar | Net-Metering | 5 | Active | 4431600% |  | 2021
VPPSA | WOLCOTT | Solar | Net-Metering | 3.83 | Active | 4431600% |  | 2021
VPPSA | WOLCOTT | Solar | Net-Metering | 6.2 | Active | 4431500% |  | 2021
VPPSA | LYNDON | Solar | Net-Metering | 5.9 | Active | 4429300% |  | 2021
VPPSA | Morristown | Solar | Net-Metering | 15 | Active | 4428600% |  | 2021
VPPSA | NEWARK | Solar | Net-Metering | 5.58 | Active | 4425300% |  | 2021
VPPSA | BARTON | Solar | Net-Metering | 10 | Active | 4422800% |  | 2021
VPPSA | BARTON | Solar | Net-Metering | 4.9 | Active | 4422100% |  | 2021
VPPSA | CRAFTSBURY | Solar | Net-Metering | 9 | Active | 4422100% |  | 2021
VPPSA | Lyndon | Solar | Net-Metering | 5 | Active | 4421300% |  | 2021
VPPSA | CRAFTSBURY | Solar | Net-Metering | 21.4 | Active | 4420000% |  | 2021
VPPSA | CRAFTSBURY | Solar | Net-Metering | 15 | Active | 4419500% |  | 2020
VPPSA | GREENSBORO | Solar | Net-Metering | 7.6 | Active | 4419500% |  | 2020
VPPSA | Lyndon | Solar | Net-Metering | 15 | Active | 4419400% |  | 2020
VPPSA | Burke | Solar | Net-Metering | 7.6 | Active | 4418100% |  | 2020
VPPSA | Morristown | Solar | Net-Metering | 7.08 | Active | 4418100% |  | 2020
VPPSA | Morristown | Solar | PPA | 2200 | Active | 4418000% |  | 2020
VPPSA | Morristown | Solar | Net-Metering | 7.6 | Active | 4418000% |  | 2020
VPPSA | Morristown | Solar | Net-Metering | 500 | Active | 4416900% |  | 2020
VPPSA | WOLCOTT | Solar | Net-Metering | 14.64 | Active | 4416700% |  | 2020
VPPSA | Ludlow | Solar | Net-Metering | 5 | Active | 4416600% |  | 2020
VPPSA | GREENSBORO | Solar | Net-Metering | 7.08 | Active | 4415300% |  | 2020
VPPSA | Whitingham | Solar | Net-Metering | 7.6 | Active | 4415300% |  | 2020
VPPSA | Northfield | Solar | Net-Metering | 11.8 | Active | 4414800% |  | 2020
VPPSA | Bakersfield | Solar | Net-Metering | 8.26 | Active | 4414500% |  | 2020
VPPSA | WOODBURY | Solar | Net-Metering | 5 | Active | 4414400% |  | 2020
VPPSA | Morristown | Solar | Net-Metering | 11.2 | Active | 4414000% |  | 2020
VPPSA | Whitingham | Solar | Net-Metering | 7.6 | Active | 4413800% |  | 2020
VPPSA | CRAFTSBURY | Solar | Net-Metering | 4.72 | Active | 4412500% |  | 2020
VPPSA | Enosburgh | Solar | Net-Metering | 7.6 | Active | 4412000% |  | 2020
VPPSA | Northfield | Solar | Net-Metering | 100 | Active | 4408500% |  | 2020
VPPSA | WOLCOTT | Solar | Net-Metering | 14.75 | Active | 4407700% |  | 2020
VPPSA | Burke | Solar | Net-Metering | 15 | Active | 4407700% |  | 2020
VPPSA | Swanton | Solar | Net-Metering | 15.04 | Active | 4407600% |  | 2020
VPPSA | KIRBY | Solar | Net-Metering | 5 | Active | 4407300% |  | 2020
VPPSA | CRAFTSBURY | Solar | Net-Metering | 7.6 | Active | 4407100% |  | 2020
VPPSA | Morristown | Solar | Net-Metering | 11.4 | Active | 4407100% |  | 2020
VPPSA | Swanton | Solar | Net-Metering | 2.5 | Active | 4407100% |  | 2020
VPPSA | Burke | Solar | Net-Metering | 7.6 | Active | 4406800% |  | 2020
VPPSA | Burke | Solar | Net-Metering | 6.98 | Active | 4406400% |  | 2020
VPPSA | NEWARK | Solar | Net-Metering | 8.4 | Active | 4406400% |  | 2020
VPPSA | Northfield | Solar | Net-Metering | 5 | Active | 4405500% |  | 2020
VPPSA | HARDWICK | Solar | Net-Metering | 6 | Active | 4404600% |  | 2020
VPPSA | CRAFTSBURY | Solar | Net-Metering | 6 | Active | 4403600% |  | 2020
VPPSA | STANNARD | Solar | Net-Metering | 10 | Active | 4402000% |  | 2020
VPPSA | Barton | Solar | Net-Metering | 3.5 | Active | 4401400% |  | 2020
VPPSA | CRAFTSBURY | Solar | Net-Metering | 7.6 | Active | 4401400% |  | 2020
VPPSA | HYDE PARK | Solar | Net-Metering | 15 | Active | 4400800% |  | 2020
VPPSA | CRAFTSBURY | Solar | Net-Metering | 10 | Active | 4399700% |  | 2020
VPPSA | Highgate | Solar | Net-Metering | 15 | Active | 4397300% |  | 2020
VPPSA | Enosburgh | Solar | Net-Metering | 10 | Active | 4396200% |  | 2020
VPPSA | GREENSBORO | Solar | Net-Metering | 14.7 | Active | 4391500% |  | 2020
VPPSA | HARDWICK | Solar | Net-Metering | 3.8 | Active | 4385200% |  | 2020
VPPSA | WHEELOCK | Solar | Net-Metering | 7.6 | Active | 4383600% |  | 2020
VPPSA | SUTTON | Solar | Net-Metering | 7.7 | Active | 4383600% |  | 2020
VPPSA | HARDWICK | Solar | Net-Metering | 7.6 | Active | 4382500% |  | 2019
VPPSA | HARDWICK | Solar | Net-Metering | 7.1 | Active | 4382500% |  | 2019
VPPSA | Morristown | Solar | Net-Metering | 150 | Active | 4382200% |  | 2019
VPPSA | Stowe | Solar | Net-Metering | 15 | Active | 4382200% |  | 2019
VPPSA | Bakersfield | Solar | Net-Metering | 10 | Active | 4381600% |  | 2019
VPPSA | Hyde Park | Solar | Net-Metering | 7.6 | Active | 4380400% |  | 2019
VPPSA | Burke | Solar | Net-Metering | 3.27 | Active | 4379600% |  | 2019
VPPSA | Morristown | Solar | Net-Metering | 10 | Active | 4379000% |  | 2019
VPPSA | Barton | Solar | Net-Metering | 9 | Active | 4378800% |  | 2019
VPPSA | LYNDON | Solar | Net-Metering | 7.6 | Active | 4378400% |  | 2019
VPPSA | Hyde Park | Solar | Net-Metering | 5 | Active | 4378300% |  | 2019
VPPSA | Charleston | Solar | Net-Metering | 10 | Active | 4377600% |  | 2019
VPPSA | WHEELOCK | Solar | Net-Metering | 6 | Active | 4377600% |  | 2019
VPPSA | SUTTON | Wind | Net-Metering | 3 | Active | 4377400% |  | 2019
VPPSA | Morristown | Solar | Net-Metering | 15 | Active | 4377000% |  | 2019
VPPSA | KIRBY | Solar | Net-Metering | 6 | Active | 4376900% |  | 2019
VPPSA | CRAFTSBURY | Solar | Net-Metering | 6 | Active | 4376200% |  | 2019
VPPSA | GREENSBORO | Solar | Net-Metering | 50 | Active | 4376200% |  | 2019
VPPSA | Highgate | Solar | Net-Metering | 10 | Active | 4375900% |  | 2019
VPPSA | Bakersfield | Solar | Net-Metering | 8.8 | Active | 4375700% |  | 2019
VPPSA | Burke | Solar | Net-Metering | 10 | Active | 4375400% |  | 2019
VPPSA | GREENSBORO | Solar | Net-Metering | 7.67 | Active | 4374900% |  | 2019
VPPSA | Enosburgh | Solar | Net-Metering | 3 | Active | 4373900% |  | 2019
VPPSA | Enosburgh | Solar | Net-Metering | 150 | Active | 4372100% |  | 2019
VPPSA | HARDWICK | Solar | Net-Metering | 6 | Active | 4371800% |  | 2019
VPPSA | Calais | Solar | Net-Metering | 5 | Active | 4371400% |  | 2019
VPPSA | CALAIS | Solar | Net-Metering | 10 | Active | 4371400% |  | 2019
VPPSA | LYNDON | Solar | Net-Metering | 10 | Active | 4371100% |  | 2019
VPPSA | Hardwick | Solar | Net-Metering | 500 | Active | 4370900% |  | 2019
VPPSA | Enosburgh | Solar | Net-Metering | 11.4 | Active | 4370700% |  | 2019
VPPSA | KIRBY | Solar | Net-Metering | 4.13 | Active | 4370600% |  | 2019
VPPSA | WOLCOTT | Solar | Net-Metering | 150 | Active | 4370000% |  | 2019
VPPSA | WOLCOTT | Solar | Net-Metering | 10.89 | Active | 4369300% |  | 2019
VPPSA | HARDWICK | Solar | Net-Metering | 15.2 | Active | 4369200% |  | 2019
VPPSA | Craftsbury | Solar | Net-Metering | 3 | Active | 4368900% |  | 2019
VPPSA | KIRBY | Solar | Net-Metering | 7.7 | Active | 4368400% |  | 2019
VPPSA | Enosburgh | Solar | Net-Metering | 10 | Active | 4368200% |  | 2019
VPPSA | Westmore | Solar | Net-Metering | 7.6 | Active | 4367600% |  | 2019
VPPSA | HARDWICK | Solar | Net-Metering | 6 | Active | 4367200% |  | 2019
VPPSA | WOLCOTT | Solar | Net-Metering | 3 | Active | 4367000% |  | 2019
VPPSA | St. Johnsbury | Solar | Net-Metering | 7.6 | Active | 4367000% |  | 2019
VPPSA | LYNDON | Solar | Net-Metering | 6 | Active | 4366800% |  | 2019
VPPSA | Elmore | Solar | Net-Metering | 7.6 | Active | 4366100% |  | 2019
VPPSA | Hardwick | Solar | Net-Metering | 6 | Active | 4365600% |  | 2019
VPPSA | Calais | Solar | Net-Metering | 13.6 | Active | 4365600% |  | 2019
VPPSA | WOLCOTT | Solar | Net-Metering | 15 | Active | 4365500% |  | 2019
VPPSA | Elmore | Solar | Net-Metering | 5 | Active | 4364700% |  | 2019
VPPSA | Johnson | Solar | Net-Metering | 7.6 | Active | 4364700% |  | 2019
VPPSA | Elmore | Solar | Net-Metering | 10 | Active | 4364700% |  | 2019
VPPSA | CRAFTSBURY | Solar | Net-Metering | 7.6 | Active | 4364400% |  | 2019
VPPSA | Ludlow | Solar | Net-Metering | 7.6 | Active | 4363900% |  | 2019
VPPSA | Barton | Solar | Net-Metering | 15 | Active | 4363500% |  | 2019
VPPSA | GREENSBORO | Solar | Net-Metering | 5 | Active | 4363400% |  | 2019
VPPSA | LYNDON | Solar | Net-Metering | 6 | Active | 4363400% |  | 2019
VPPSA | Burke | Solar | Net-Metering | 7.6 | Active | 4363400% |  | 2019
VPPSA | LYNDON | Solar | Net-Metering | 10 | Active | 4363400% |  | 2019
VPPSA | Stowe | Solar | Net-Metering | 10 | Active | 4363400% |  | 2019
VPPSA | GREENSBORO | Solar | Net-Metering | 11.4 | Active | 4362900% |  | 2019
VPPSA | GREENSBORO | Solar | Net-Metering | 10 | Active | 4362300% |  | 2019
VPPSA | SUTTON | Solar | Net-Metering | 15 | Active | 4362300% |  | 2019
VPPSA | SUTTON | Solar | Net-Metering | 6 | Active | 4362200% |  | 2019
VPPSA | WOLCOTT | Solar | Net-Metering | 10 | Active | 4361300% |  | 2019
VPPSA | Hardwick | Solar | Net-Metering | 6 | Active | 4360900% |  | 2019
VPPSA | Brownington | Solar | Net-Metering | 6.38 | Active | 4360800% |  | 2019
VPPSA | Bakersfield | Solar | Net-Metering | 5 | Active | 4360600% |  | 2019
VPPSA | Northfield | Solar | Net-Metering | 3.19 | Active | 4360600% |  | 2019
VPPSA | Morristown | Solar | Net-Metering | 7.7 | Active | 4359500% |  | 2019
VPPSA | KIRBY | Solar | Net-Metering | 8.26 | Active | 4359400% |  | 2019
VPPSA | Barton | Solar | Net-Metering | 10 | Active | 4357400% |  | 2019
VPPSA | Hardwick | Solar | Net-Metering | 11.4 | Active | 4355700% |  | 2019
VPPSA | Johnson | Solar | Net-Metering | 7.6 | Active | 4352200% |  | 2019
VPPSA | Barton | Solar | Net-Metering | 5 | Active | 4350700% |  | 2019
VPPSA | LYNDON | Solar | Net-Metering | 7.6 | Active | 4350200% |  | 2019
VPPSA | WOLCOTT | Solar | Net-Metering | 6 | Active | 4347500% |  | 2019
VPPSA | Burke | Solar | Net-Metering | 5 | Active | 4347400% |  | 2019
VPPSA | Barton | Solar | Net-Metering | 5 | Active | 4347200% |  | 2019
VPPSA | GREENSBORO | Solar | Net-Metering | 7.6 | Active | 4346200% |  | 2018
VPPSA | Elmore | Solar | Net-Metering | 5 | Active | 4345400% |  | 2018
VPPSA | Brownington | Solar | Net-Metering | 5 | Active | 4344600% |  | 2018
VPPSA | Hardwick | Solar | Net-Metering | 15 | Active | 4344100% |  | 2018
VPPSA | SUTTON | Solar | Net-Metering | 7.6 | Active | 4344100% |  | 2018
VPPSA | WOLCOTT | Solar | Net-Metering | 15.2 | Active | 4344000% |  | 2018
VPPSA | Northfield | Solar | Net-Metering | 5.44 | Active | 4344000% |  | 2018
VPPSA | Swanton | Solar | Net-Metering | 5 | Active | 4344000% |  | 2018
VPPSA | Enosburgh | Solar | Net-Metering | 12.39 | Active | 4343400% |  | 2018
VPPSA | Johnson | Solar | Net-Metering | 3 | Active | 4342700% |  | 2018
VPPSA | GREENSBORO | Solar | Net-Metering | 10 | Active | 4341900% |  | 2018
VPPSA | Morristown | Solar | Net-Metering | 6 | Active | 4341800% |  | 2018
VPPSA | NEWARK | Solar | Net-Metering | 5.32 | Active | 4340600% |  | 2018
VPPSA | Barton | Solar | Net-Metering | 6 | Active | 4340400% |  | 2018
VPPSA | Burke | Solar | Net-Metering | 5 | Active | 4339100% |  | 2018
VPPSA | Highgate | Solar | Net-Metering | 6 | Active | 4338800% |  | 2018
VPPSA | WOLCOTT | Solar | Net-Metering | 7.6 | Active | 4337700% |  | 2018
VPPSA | CRAFTSBURY | Solar | Net-Metering | 6 | Active | 4337700% |  | 2018
VPPSA | WHEELOCK | Solar | Net-Metering | 11.4 | Active | 4337600% |  | 2018
VPPSA | Elmore | Solar | Net-Metering | 8 | Active | 4337400% |  | 2018
VPPSA | Calais | Solar | Net-Metering | 7.6 | Active | 4337100% |  | 2018
VPPSA | BROWNINGTON | Solar | Net-Metering | 15.2 | Active | 4336800% |  | 2018
VPPSA | CRAFTSBURY | Solar | Net-Metering | 50 | Active | 4336700% |  | 2018
VPPSA | CRAFTSBURY | Solar | Net-Metering | 45.6 | Active | 4336300% |  | 2018
VPPSA | Highgate | Solar | Net-Metering | 7.6 | Active | 4336300% |  | 2018
VPPSA | Whitingham | Solar | Net-Metering | 11.4 | Active | 4336000% |  | 2018
VPPSA | HARDWICK | Solar | Net-Metering | 6.38 | Active | 4335600% |  | 2018
VPPSA | Elmore | Solar | Net-Metering | 3.8 | Active | 4335000% |  | 2018
VPPSA | WOLCOTT | Solar | Net-Metering | 8 | Active | 4334900% |  | 2018
VPPSA | Highgate | Solar | Net-Metering | 6 | Active | 4334700% |  | 2018
VPPSA | Hardwick | Solar | Net-Metering | 10 | Active | 4334300% |  | 2018
VPPSA | Elmore | Solar | Net-Metering | 4.93 | Active | 4334300% |  | 2018
VPPSA | LYNDON | Solar | Net-Metering | 6 | Active | 4333900% |  | 2018
VPPSA | HARDWICK | Solar | Net-Metering | 5 | Active | 4333600% |  | 2018
VPPSA | Enosburgh | Solar | Net-Metering | 7.6 | Active | 4333400% |  | 2018
VPPSA | Swanton | Solar | Net-Metering | 16 | Active | 4333400% |  | 2018
VPPSA | Burke | Solar | Net-Metering | 6 | Active | 4333300% |  | 2018
VPPSA | Northfield | Solar | Net-Metering | 496 | Active | 4333300% |  | 2018
VPPSA | Brownington | Solar | Net-Metering | 6 | Active | 4332900% |  | 2018
VPPSA | KIRBY | Solar | Net-Metering | 10 | Active | 4332800% |  | 2018
VPPSA | Northfield | Solar | Net-Metering | 7.6 | Active | 4332700% |  | 2018
VPPSA | Morristown | Solar | Net-Metering | 6.24 | Active | 4332100% |  | 2018
VPPSA | Burke | Solar | Net-Metering | 10 | Active | 4331800% |  | 2018
VPPSA | KIRBY | Solar | Net-Metering | 7.6 | Active | 4331300% |  | 2018
VPPSA | WOLCOTT | Solar | Net-Metering | 6 | Active | 4331100% |  | 2018
VPPSA | Lyndon | Solar | Net-Metering | 55 | Active | 4330800% |  | 2018
VPPSA | Charleston | Solar | Net-Metering | 7.6 | Active | 4330600% |  | 2018
VPPSA | Craftsbury | Solar | Net-Metering | 14.7 | Active | 4330500% |  | 2018
VPPSA | WHEELOCK | Solar | Net-Metering | 3.8 | Active | 4330400% |  | 2018
VPPSA | Wolcott | Solar | Net-Metering | 5 | Active | 4330100% |  | 2018
VPPSA | WOODBURY | Solar | Net-Metering | 15 | Active | 4330000% |  | 2018
VPPSA | Swanton | Solar | Net-Metering | 7.6 | Active | 4330000% |  | 2018
VPPSA | Ludlow | Solar | Net-Metering | 5.25 | Active | 4329800% |  | 2018
VPPSA | CRAFTSBURY | Solar | Net-Metering | 4.15 | Active | 4329700% |  | 2018
VPPSA | Northfield | Solar | Net-Metering | 3 | Active | 4329700% |  | 2018
VPPSA | Bakersfield | Solar | Net-Metering | 6 | Active | 4329400% |  | 2018
VPPSA | Morristown | Solar | Net-Metering | 10 | Active | 4329400% |  | 2018
VPPSA | Enosburgh | Solar | Net-Metering | 9.1 | Active | 4329300% |  | 2018
VPPSA | Brownington | Solar | Net-Metering | 6 | Active | 4329300% |  | 2018
VPPSA | Swanton | Solar | Net-Metering | 3 | Active | 4328700% |  | 2018
VPPSA | Johnson | Solar | Net-Metering | 7 | Active | 4328400% |  | 2018
VPPSA | SHEFFIELD | Solar | Net-Metering | 7.6 | Active | 4327200% |  | 2018
VPPSA | HARDWICK | Solar | Net-Metering | 7.6 | Active | 4326600% |  | 2018
VPPSA | WOLCOTT | Solar | Net-Metering | 10 | Active | 4326500% |  | 2018
VPPSA | Craftsbury | Solar | Net-Metering | 7.8 | Active | 4326200% |  | 2018
VPPSA | LYNDON | Solar | Net-Metering | 5 | Active | 4325700% |  | 2018
VPPSA | HARDWICK | Solar | Net-Metering | 6 | Active | 4325600% |  | 2018
VPPSA | Brownington | Solar | Net-Metering | 3 | Active | 4325600% |  | 2018
VPPSA | BROWNINGTON | Solar | Net-Metering | 4 | Active | 4325000% |  | 2018
VPPSA | BROWNINGTON | Solar | Net-Metering | 6 | Active | 4325000% |  | 2018
VPPSA | Lyndon | Solar | Net-Metering | 10 | Active | 4325000% |  | 2018
VPPSA | WOLCOTT | Solar | Net-Metering | 7.08 | Active | 4324900% |  | 2018
VPPSA | WOLCOTT | Solar | Net-Metering | 3.48 | Active | 4324400% |  | 2018
VPPSA | HARDWICK | Solar | Net-Metering | 8.8 | Active | 4324200% |  | 2018
VPPSA | WOODBURY | Solar | Net-Metering | 6.4 | Active | 4323800% |  | 2018
VPPSA | Northfield | Solar | Net-Metering | 6 | Active | 4323500% |  | 2018
VPPSA | Calais | Solar | Net-Metering | 5.6 | Active | 4323100% |  | 2018
VPPSA | Morristown | Solar | Net-Metering | 5 | Active | 4322700% |  | 2018
VPPSA | Whitingham | Solar | Net-Metering | 5.2 | Active | 4322400% |  | 2018
VPPSA | Whitingham | Solar | Net-Metering | 6 | Active | 4321500% |  | 2018
VPPSA | Stowe | Solar | Net-Metering | 5 | Active | 4320600% |  | 2018
VPPSA | Morristown | Solar | Net-Metering | 10 | Active | 4320300% |  | 2018
VPPSA | Whitingham | Solar | Net-Metering | 6 | Active | 4319400% |  | 2018
VPPSA | Morristown | Solar | Net-Metering | 14.4 | Active | 4319200% |  | 2018
VPPSA | HARDWICK | Solar | Net-Metering | 6 | Active | 4315300% |  | 2018
VPPSA | Burke | Solar | Net-Metering | 9.8 | Active | 4314700% |  | 2018
VPPSA | Craftsbury | Solar | Net-Metering | 8.37 | Active | 4313000% |  | 2018
VPPSA | WOLCOTT | Solar | Net-Metering | 3.92 | Active | 4311600% |  | 2018
VPPSA | Craftsbury | Solar | Net-Metering | 10 | Active | 4310900% |  | 2018
VPPSA | Enosburgh | Solar | Net-Metering | 500 | Active | 4309700% |  | 2017
VPPSA | Swanton | Solar | Net-Metering | 15 | Active | 4309700% |  | 2017
VPPSA | Sheldon | Solar | Net-Metering | 59.2 | Active | 4309600% |  | 2017
VPPSA | SUTTON | Solar | Net-Metering | 6 | Active | 4307300% |  | 2017
VPPSA | Calais | Solar | Net-Metering | 5 | Active | 4307000% |  | 2017
VPPSA | Highgate | Solar | Net-Metering | 500 | Active | 4306600% |  | 2017
VPPSA | Highgate | Solar | Net-Metering | 500 | Active | 4306600% |  | 2017
VPPSA | Lyndon | Solar | Net-Metering | 5 | Active | 4305600% |  | 2017
VPPSA | Swanton | Solar | Net-Metering | 6 | Active | 4304700% |  | 2017
VPPSA | LYNDON | Solar | Net-Metering | 5 | Active | 4304200% |  | 2017
VPPSA | St. Johnsbury | Solar | Net-Metering | 10 | Active | 4304200% |  | 2017
VPPSA | Northfield | Solar | Net-Metering | 3.8 | Active | 4304200% |  | 2017
VPPSA | Stowe | Solar | Net-Metering | 13.6 | Active | 4304100% |  | 2017
VPPSA | Whitingham | Solar | Net-Metering | 10 | Active | 4303300% |  | 2017
VPPSA | Burke | Solar | Net-Metering | 8 | Active | 4302600% |  | 2017
VPPSA | LYNDON | Solar | Net-Metering | 7.6 | Active | 4302500% |  | 2017
VPPSA | Northfield | Solar | Net-Metering | 7.6 | Active | 4302300% |  | 2017
VPPSA | WOLCOTT | Solar | Net-Metering | 12 | Active | 4302100% |  | 2017
VPPSA | LYNDON | Solar | Net-Metering | 6 | Active | 4302100% |  | 2017
VPPSA | Lyndon | Solar | Net-Metering | 10 | Active | 4302100% |  | 2017
VPPSA | Burke | Solar | Net-Metering | 3.8 | Active | 4301400% |  | 2017
VPPSA | WOLCOTT | Solar | Net-Metering | 10 | Active | 4301300% |  | 2017
VPPSA | HYDE PARK | Solar | Net-Metering | 10 | Active | 4301300% |  | 2017
VPPSA | LYNDON | Solar | Net-Metering | 7.6 | Active | 4301100% |  | 2017
VPPSA | Hardwick | Solar | Net-Metering | 9.995 | Active | 4301000% |  | 2017
VPPSA | Burke | Solar | Net-Metering | 3.8 | Active | 4300600% |  | 2017
VPPSA | Morristown | Solar | Net-Metering | 3.8 | Active | 4300600% |  | 2017
VPPSA | Northfield | Solar | Net-Metering | 5 | Active | 4300600% |  | 2017
VPPSA | SUTTON | Solar | Net-Metering | 6 | Active | 4300400% |  | 2017
VPPSA | Morristown | Solar | Net-Metering | 75 | Active | 4300300% |  | 2017
VPPSA | BARTON | Solar | Net-Metering | 6.16 | Active | 4299600% |  | 2017
VPPSA | SUTTON | Solar | Net-Metering | 8.1 | Active | 4299300% |  | 2017
VPPSA | Burke | Solar | Net-Metering | 5 | Active | 4299100% |  | 2017
VPPSA | Northfield | Solar | Net-Metering | 6 | Active | 4299100% |  | 2017
VPPSA | Craftsbury | Solar | Net-Metering | 6 | Active | 4299000% |  | 2017
VPPSA | WOLCOTT | Solar | Net-Metering | 3.8 | Active | 4299000% |  | 2017
VPPSA | Johnson | Solar | Net-Metering | 150 | Active | 4299000% |  | 2017
VPPSA | Morristown | Solar | Net-Metering | 5 | Active | 4298900% |  | 2017
VPPSA | Burke | Solar | Net-Metering | 3.8 | Active | 4298600% |  | 2017
VPPSA | Burke | Solar | Net-Metering | 7.6 | Active | 4298600% |  | 2017
VPPSA | Enosburgh | Solar | Net-Metering | 5 | Active | 4298500% |  | 2017
VPPSA | Morristown | Solar | Net-Metering | 6 | Active | 4297900% |  | 2017
VPPSA | Burke | Solar | Net-Metering | 7.6 | Active | 4297700% |  | 2017
VPPSA | GREENSBORO | Solar | Net-Metering | 6 | Active | 4297600% |  | 2017
VPPSA | GREENSBORO | Solar | Net-Metering | 3.8 | Active | 4297500% |  | 2017
VPPSA | Morristown | Solar | Net-Metering | 3 | Active | 4297500% |  | 2017
VPPSA | LYNDON | Solar | Net-Metering | 500 | Active | 4297200% |  | 2017
VPPSA | LYNDON | Solar | Net-Metering | 3.8 | Active | 4296900% |  | 2017
VPPSA | Swanton | Solar | Net-Metering | 3.8 | Active | 4296900% |  | 2017
VPPSA | Morristown | Solar | Net-Metering | 5 | Active | 4296800% |  | 2017
VPPSA | Burke | Solar | Net-Metering | 3 | Active | 4296500% |  | 2017
VPPSA | Calais | Solar | Net-Metering | 3.8 | Active | 4296100% |  | 2017
VPPSA | Enosburgh | Wind | Net-Metering | 5.6 | Active | 4295800% |  | 2017
VPPSA | Wolcott | Solar | Net-Metering | 10 | Active | 4295500% |  | 2017
VPPSA | Stowe | Solar | Net-Metering | 7.6 | Active | 4295500% |  | 2017
VPPSA | HARDWICK | Solar | Net-Metering | 3 | Active | 4295100% |  | 2017
VPPSA | WHEELOCK | Solar | Net-Metering | 3.8 | Active | 4294900% |  | 2017
VPPSA | Craftsbury | Solar | Net-Metering | 3.8 | Active | 4294300% |  | 2017
VPPSA | GREENSBORO | Solar | Net-Metering | 7.6 | Active | 4294100% |  | 2017
VPPSA | Lyndon | Solar | Net-Metering | 6 | Active | 4294000% |  | 2017
VPPSA | Swanton | Solar | Net-Metering | 10 | Active | 4293700% |  | 2017
VPPSA | HYDE PARK | Solar | Net-Metering | 15 | Active | 4293600% |  | 2017
VPPSA | WOLCOTT | Solar | Net-Metering | 10 | Active | 4293400% |  | 2017
VPPSA | LYNDON | Solar | Net-Metering | 5 | Active | 4293400% |  | 2017
VPPSA | Johnson | Solar | Net-Metering | 150 | Active | 4293000% |  | 2017
VPPSA | HARDWICK | Solar | Net-Metering | 6 | Active | 4292900% |  | 2017
VPPSA | Swanton | Solar | Net-Metering | 13.6 | Active | 4292900% |  | 2017
VPPSA | HARDWICK | Solar | Net-Metering | 5 | Active | 4292100% |  | 2017
VPPSA | LYNDON | Solar | Net-Metering | 6 | Active | 4291600% |  | 2017
VPPSA | WOLCOTT | Solar | Net-Metering | 3 | Active | 4291500% |  | 2017
VPPSA | HARDWICK | Solar | Net-Metering | 6 | Active | 4290700% |  | 2017
VPPSA | HARDWICK | Solar | Net-Metering | 15 | Active | 4289800% |  | 2017
VPPSA | Morristown | Solar | Net-Metering | 60 | Active | 4289800% |  | 2017
VPPSA | GREENSBORO | Solar | Net-Metering | 7.8 | Active | 4289500% |  | 2017
VPPSA | Morristown | Solar | Net-Metering | 6 | Active | 4289300% |  | 2017
VPPSA | Morristown | Solar | Net-Metering | 7.6 | Active | 4289300% |  | 2017
VPPSA | Elmore | Solar | Net-Metering | 3 | Active | 4289200% |  | 2017
VPPSA | Morristown | Solar | Net-Metering | 7.6 | Active | 4288800% |  | 2017
VPPSA | KIRBY | Solar | Net-Metering | 7.6 | Active | 4288700% |  | 2017
VPPSA | Highgate | Solar | Net-Metering | 10 | Active | 4288600% |  | 2017
VPPSA | HARDWICK | Solar | Net-Metering | 6 | Active | 4288500% |  | 2017
VPPSA | HARDWICK | Solar | Net-Metering | 6 | Active | 4288500% |  | 2017
VPPSA | Morristown | Solar | Net-Metering | 3 | Active | 4288000% |  | 2017
VPPSA | Stowe | Solar | Net-Metering | 3.8 | Active | 4287900% |  | 2017
VPPSA | HARDWICK | Solar | Net-Metering | 15 | Active | 4287400% |  | 2017
VPPSA | Greensboro | Solar | Net-Metering | 7.6 | Active | 4287200% |  | 2017
VPPSA | HARDWICK | Solar | Net-Metering | 6 | Active | 4284900% |  | 2017
VPPSA | Highgate | Solar | Net-Metering | 6 | Active | 4284400% |  | 2017
VPPSA | HARDWICK | Solar | Net-Metering | 6 | Active | 4284300% |  | 2017
VPPSA | Morristown | Solar | Net-Metering | 6 | Active | 4284300% |  | 2017
VPPSA | HARDWICK | Solar | Net-Metering | 7.63 | Active | 4283900% |  | 2017
VPPSA | HARDWICK | Solar | Net-Metering | 6 | Active | 4283200% |  | 2017
VPPSA | HARDWICK | Wind | Net-Metering | 6 | Active | 4283200% |  | 2017
VPPSA | Morristown | Solar | Net-Metering | 5 | Active | 4280000% |  | 2017
VPPSA | Morristown | Solar | Net-Metering | 7.6 | Active | 4280000% |  | 2017
VPPSA | HARDWICK | Solar | Net-Metering | 6 | Active | 4279400% |  | 2017
VPPSA | HARDWICK | Solar | Net-Metering | 6 | Active | 4279400% |  | 2017
VPPSA | Ludlow | Solar | Net-Metering | 7.6 | Active | 4278900% |  | 2017
VPPSA | HARDWICK | Solar | Net-Metering | 6 | Active | 4278800% |  | 2017
VPPSA | Highgate | Solar | Net-Metering | 7.6 | Active | 4278100% |  | 2017
VPPSA | Morristown | Solar | Net-Metering | 4.6 | Active | 4275800% |  | 2017
VPPSA | Bakersfield | Solar | Net-Metering | 6 | Active | 4274800% |  | 2017
VPPSA | Ludlow | Solar | Net-Metering | 7.7 | Active | 4272800% |  | 2016
VPPSA | Cavendish | Solar | Net-Metering | 7.6 | Active | 4271800% |  | 2016
VPPSA | Whitingham | Solar | Net-Metering | 50 | Active | 4271200% |  | 2016
VPPSA | Whitingham | Solar | Net-Metering | 49.6 | Active | 4271200% |  | 2016
VPPSA | Burke | Solar | Net-Metering | 500 | Active | 4266700% |  | 2016
VPPSA | St. Johnsbury | Solar | Net-Metering | 3.8 | Active | 4266100% |  | 2016
VPPSA | SUTTON | Solar | Net-Metering | 8.9 | Active | 4264300% |  | 2016
VPPSA | Morristown | Solar | Net-Metering | 120 | Active | 4263600% |  | 2016
VPPSA | Lyndon | Solar | Net-Metering | 4.4 | Active | 4263500% |  | 2016
VPPSA | SUTTON | Solar | Net-Metering | 1.03 | Active | 4263300% |  | 2016
VPPSA | GREENSBORO | Solar | Net-Metering | 3 | Active | 4261400% |  | 2016
VPPSA | Burke | Solar | Net-Metering | 2.9 | Active | 4260500% |  | 2016
VPPSA | Northfield | Solar | Net-Metering | 6.8 | Active | 4260100% |  | 2016
VPPSA | Northfield | Solar | Net-Metering | 12.6 | Active | 4259300% |  | 2016
VPPSA | EAST HAVEN | Solar | Net-Metering | 9.405 | Active | 4257300% |  | 2016
VPPSA | BARTON | Solar | Net-Metering | 3.225 | Active | 4257100% |  | 2016
VPPSA | LYNDON | Wind | Net-Metering | 4.465 | Active | 4256200% |  | 2016
VPPSA | NEWARK | Solar | Net-Metering | 9 | Active | 4254100% |  | 2016
VPPSA | Barton | Solar | Net-Metering | 30.8 | Active | 4253600% |  | 2016
VPPSA | Swanton | Solar | Net-Metering | 6 | Active | 4252400% |  | 2016
VPPSA | KIRBY | Solar | Net-Metering | 5 | Active | 4251700% |  | 2016
VPPSA | Highgate | Solar | Net-Metering | 4.56 | Active | 4251700% |  | 2016
VPPSA | Highgate | Solar | Net-Metering | 3.8 | Active | 4250600% |  | 2016
VPPSA | Burke | Solar | Net-Metering | 5 | Active | 4250000% |  | 2016
VPPSA | Northfield | Solar | Net-Metering | 7.6 | Active | 4249500% |  | 2016
VPPSA | Burke | Solar | Net-Metering | 6 | Active | 4248200% |  | 2016
VPPSA | Whitingham | Solar | Net-Metering | 4.1 | Active | 4247900% |  | 2016
VPPSA | LYNDON | Solar | Net-Metering | 5 | Active | 4246000% |  | 2016
VPPSA | LYNDON | Solar | Net-Metering | 7.6 | Active | 4244600% |  | 2016
VPPSA | Swanton | Solar | Net-Metering | 7.6 | Active | 4244600% |  | 2016
VPPSA | Burke | Solar | Net-Metering | 500 | Active | 4244500% |  | 2016
VPPSA | Sheldon | Solar | Net-Metering | 13.8 | Active | 4243900% |  | 2016
VPPSA | Hyde Park | Solar | Net-Metering | 15 | Active | 4243300% |  | 2016
VPPSA | BARTON | Solar | Net-Metering | 8.9 | Active | 4243000% |  | 2016
VPPSA | Morristown | Solar | Net-Metering | 73.73 | Active | 4242600% |  | 2016
VPPSA | Sheldon | Solar | Net-Metering | 10 | Active | 4242200% |  | 2016
VPPSA | Johnson | Solar | Net-Metering | 6 | Active | 4241700% |  | 2016
VPPSA | HARDWICK | Solar | Net-Metering | 5.16 | Active | 4241200% |  | 2016
VPPSA | Craftsbury | Solar | Net-Metering | 66 | Active | 4240100% |  | 2016
VPPSA | Swanton | Solar | Net-Metering | 5 | Active | 4239700% |  | 2016
VPPSA | Burke | Solar | Net-Metering | 9 | Active | 4238900% |  | 2016
VPPSA | Sheldon | Solar | Net-Metering | 7.6 | Active | 4238000% |  | 2016
VPPSA | NEWARK | Solar | Net-Metering | 2.3 | Active | 4237500% |  | 2016
VPPSA | HYDE PARK | Solar | Net-Metering | 3.99 | Active | 4237100% |  | 2016
VPPSA | Brownington | Solar | Net-Metering | 7 | Active | 4236600% |  | 2015
VPPSA | Ludlow | Solar | Net-Metering | 150 | Active | 4235900% |  | 2015
VPPSA | Bakersfield | Solar | Net-Metering | 6 | Active | 4234800% |  | 2015
VPPSA | HARDWICK | Solar | Net-Metering | 1.211 | Active | 4234800% |  | 2015
VPPSA | Johnson | Solar | Net-Metering | 10 | Active | 4234700% |  | 2015
VPPSA | KIRBY | Solar | Net-Metering | 3.8 | Active | 4234500% |  | 2015
VPPSA | Barton | Solar | Net-Metering | 6.27 | Active | 4233900% |  | 2015
VPPSA | Irasburg | Solar | Net-Metering | 7.6 | Active | 4233900% |  | 2015
VPPSA | Enosburgh | Solar | Net-Metering | 6 | Active | 4233200% |  | 2015
VPPSA | Enosburgh | Solar | Net-Metering | 6 | Active | 4233200% |  | 2015
VPPSA | Burke | Solar | Net-Metering | 5 | Active | 4232800% |  | 2015
VPPSA | Burke | Solar | Net-Metering | 7.6 | Active | 4232500% |  | 2015
VPPSA | WOODBURY | Solar | Net-Metering | 5 | Active | 4232000% |  | 2015
VPPSA | GREENSBORO | Solar | Net-Metering | 10 | Active | 4231800% |  | 2015
VPPSA | Craftsbury | Solar | Net-Metering | 2.8215 | Active | 4231000% |  | 2015
VPPSA | WOLCOTT | Solar | Net-Metering | 5 | Active | 4230000% |  | 2015
VPPSA | Barton | Solar | Net-Metering | 7.6 | Active | 4229300% |  | 2015
VPPSA | Morristown | Solar | Net-Metering | 10 | Active | 4229200% |  | 2015
VPPSA | Morristown | Solar | Net-Metering | 6 | Active | 4229000% |  | 2015
VPPSA | Morristown | Solar | Net-Metering | 11.4 | Active | 4229000% |  | 2015
VPPSA | Morristown | Solar | Net-Metering | 10 | Active | 4228500% |  | 2015
VPPSA | Burke | Solar | Net-Metering | 3.8 | Active | 4228400% |  | 2015
VPPSA | Elmore | Solar | Net-Metering | 7.2 | Active | 4227900% |  | 2015
VPPSA | Burke | Solar | Net-Metering | 2.3 | Active | 4226900% |  | 2015
VPPSA | CRAFTSBURY | Solar | Net-Metering | 6 | Active | 4226400% |  | 2015
VPPSA | Stowe | Solar | Net-Metering | 11.4 | Active | 4225500% |  | 2015
VPPSA | Enosburgh | Solar | Net-Metering | 3.8 | Active | 4225100% |  | 2015
VPPSA | Enosburgh | Solar | Net-Metering | 5 | Active | 4224400% |  | 2015
VPPSA | LYNDON | Solar | Net-Metering | 7 | Active | 4224300% |  | 2015
VPPSA | HARDWICK | Solar | Net-Metering | 7.6 | Active | 4224100% |  | 2015
VPPSA | St. Johnsbury | Solar | Net-Metering | 6.27 | Active | 4223700% |  | 2015
VPPSA | Northfield | Solar | Net-Metering | 9.1 | Active | 4223700% |  | 2015
VPPSA | Craftsbury | Solar | Net-Metering | 144 | Active | 4223600% |  | 2015
VPPSA | Morristown | Solar | Net-Metering | 5 | Active | 4223600% |  | 2015
VPPSA | CRAFTSBURY | Solar | Net-Metering | 150 | Active | 4223500% |  | 2015
VPPSA | LYNDON | Solar | Net-Metering | 7 | Active | 4223400% |  | 2015
VPPSA | Highgate | Solar | Net-Metering | 5 | Active | 4222800% |  | 2015
VPPSA | Morristown | Solar | Net-Metering | 7.6 | Active | 4222600% |  | 2015
VPPSA | WOLCOTT | Solar | Net-Metering | 3.8 | Active | 4221700% |  | 2015
VPPSA | Morristown | Solar | Net-Metering | 14 | Active | 4221500% |  | 2015
VPPSA | Northfield | Solar | Net-Metering | 3 | Active | 4220000% |  | 2015
VPPSA | Bakersfield | Solar | Net-Metering | 9.99 | Active | 4219800% |  | 2015
VPPSA | HARDWICK | Solar | Net-Metering | 7.5 | Active | 4219500% |  | 2015
VPPSA | WOLCOTT | Solar | Net-Metering | 9.9 | Active | 4219500% |  | 2015
VPPSA | Burke | Solar | Net-Metering | 5.8 | Active | 4219500% |  | 2015
VPPSA | Enosburgh | Solar | Net-Metering | 7 | Active | 4219400% |  | 2015
VPPSA | HARDWICK | Solar | Net-Metering | 7.6 | Active | 4218500% |  | 2015
VPPSA | HARDWICK | Solar | Net-Metering | 5 | Active | 4218400% |  | 2015
VPPSA | CRAFTSBURY | Solar | Net-Metering | 6 | Active | 4217800% |  | 2015
VPPSA | LYNDON | Solar | Net-Metering | 6.03 | Active | 4217800% |  | 2015
VPPSA | Swanton | Solar | Net-Metering | 9 | Active | 4217200% |  | 2015
VPPSA | Enosburgh | Solar | Net-Metering | 6 | Active | 4217000% |  | 2015
VPPSA | HARDWICK | Solar | Net-Metering | 7.7 | Active | 4217000% |  | 2015
VPPSA | BROWNINGTON | Solar | Net-Metering | 3 | Active | 4215700% |  | 2015
VPPSA | Northfield | Solar | Net-Metering | 7 | Active | 4215300% |  | 2015
VPPSA | LYNDON | Solar | Net-Metering | 5 | Active | 4215100% |  | 2015
VPPSA | LYNDON | Solar | Net-Metering | 5.59 | Active | 4214400% |  | 2015
VPPSA | Swanton | Solar | Net-Metering | 5 | Active | 4214200% |  | 2015
VPPSA | Elmore | Solar | Net-Metering | 10 | Active | 4212300% |  | 2015
VPPSA | Northfield | Solar | Net-Metering | 7.6 | Active | 4210200% |  | 2015
VPPSA | Hyde Park | Solar | Net-Metering | 20 | Active | 4210000% |  | 2015
VPPSA | Enosburgh | Solar | Net-Metering | 6 | Active | 4208300% |  | 2015
VPPSA | Morristown | Solar | Net-Metering | 5 | Active | 4207500% |  | 2015
VPPSA | Morristown | Solar | Net-Metering | 10 | Active | 4206700% |  | 2015
VPPSA | Elmore | Solar | Net-Metering | 6 | Active | 4206700% |  | 2015
VPPSA | Northfield | Solar | Net-Metering | 6 | Active | 4206500% |  | 2015
VPPSA | Morristown | Solar | Net-Metering | 5 | Active | 4205300% |  | 2015
VPPSA | Swanton | Solar | Net-Metering | 8 | Active | 4204500% |  | 2015
VPPSA | CRAFTSBURY | Solar | Net-Metering | 9 | Active | 4202700% |  | 2015
VPPSA | Irasburg | Solar | Net-Metering | 5 | Active | 4200900% |  | 2015
VPPSA | Enosburgh | Solar | Net-Metering | 5 | Active | 4200300% |  | 2014
VPPSA | Johnson | Solar | Net-Metering | 150 | Active | 4200200% |  | 2014
VPPSA | NEWARK | Solar | Net-Metering | 1.51 | Active | 4199600% |  | 2014
VPPSA | Ludlow | Solar | Net-Metering | 10 | Active | 4199200% |  | 2014
VPPSA | Highgate | Solar | Net-Metering | 5 | Active | 4197800% |  | 2014
VPPSA | Morristown | Solar | Net-Metering | 10 | Active | 4196700% |  | 2014
VPPSA | GREENSBORO | Solar | Net-Metering | 6 | Active | 4196200% |  | 2014
VPPSA | Morristown | Solar | Net-Metering | 5 | Active | 4196200% |  | 2014
VPPSA | WOLCOTT | Solar | Net-Metering | 4.32 | Active | 4196100% |  | 2014
VPPSA | Northfield | Solar | Net-Metering | 1.306 | Active | 4195700% |  | 2014
VPPSA | LYNDON | Solar | Net-Metering | 8.55 | Active | 4195400% |  | 2014
VPPSA | Brownington | Solar | Net-Metering | 6 | Active | 4195300% |  | 2014
VPPSA | Hyde Park | Solar | Net-Metering | 3.8 | Active | 4195000% |  | 2014
VPPSA | Bakersfield | Solar | Net-Metering | 4 | Active | 4193600% |  | 2014
VPPSA | LYNDON | Solar | Net-Metering | 4.2 | Active | 4192200% |  | 2014
VPPSA | Northfield | Solar | Net-Metering | 5 | Active | 4192100% |  | 2014
VPPSA | CALAIS | Solar | Net-Metering | 10.8 | Active | 4192000% |  | 2014
VPPSA | Stowe | Solar | Net-Metering | 7 | Active | 4192000% |  | 2014
VPPSA | Johnson | Solar | Net-Metering | 6 | Active | 4191800% |  | 2014
VPPSA | Morristown | Solar | Net-Metering | 7 | Active | 4191500% |  | 2014
VPPSA | HARDWICK | Solar | Net-Metering | 3 | Active | 4190800% |  | 2014
VPPSA | Swanton | Solar | Net-Metering | 10 | Active | 4190700% |  | 2014
VPPSA | LYNDON | Solar | Net-Metering | 3.78 | Active | 4190600% |  | 2014
VPPSA | Elmore | Solar | Net-Metering | 5 | Active | 4188600% |  | 2014
VPPSA | CRAFTSBURY | Solar | Net-Metering | 4.6 | Active | 4188500% |  | 2014
VPPSA | HARDWICK | Solar | Net-Metering | 6 | Active | 4188500% |  | 2014
VPPSA | HARDWICK | Wind | Net-Metering | 10 | Active | 4188500% |  | 2014
VPPSA | Stowe | Solar | Net-Metering | 3.8 | Active | 4188500% |  | 2014
VPPSA | Brownington | Solar | Net-Metering | 6 | Active | 4188300% |  | 2014
VPPSA | WOLCOTT | Solar | Net-Metering | 11 | Active | 4186900% |  | 2014
VPPSA | CRAFTSBURY | Solar | Net-Metering | 6.156 | Active | 4186900% |  | 2014
VPPSA | Enosburgh | Solar | Net-Metering | 10 | Active | 4185900% |  | 2014
VPPSA | Morristown | Solar | Net-Metering | 3 | Active | 4184900% |  | 2014
VPPSA | Northfield | Solar | Net-Metering | 5 | Active | 4183700% |  | 2014
VPPSA | Morristown | Solar | Net-Metering | 5 | Active | 4183500% |  | 2014
VPPSA | Enosburgh | Solar | Net-Metering | 6.38 | Active | 4183400% |  | 2014
VPPSA | ELMORE | Solar | Net-Metering | 6 | Active | 4183400% |  | 2014
VPPSA | Northfield | Solar | Net-Metering | 4 | Active | 4183100% |  | 2014
VPPSA | Greensboro | Wind | Net-Metering | 3 | Active | 4182300% |  | 2014
VPPSA | Morristown | Solar | Net-Metering | 9 | Active | 4182200% |  | 2014
VPPSA | WOLCOTT | Solar | Net-Metering | 3.42 | Active | 4182000% |  | 2014
VPPSA | EAST HAVEN | Solar | Net-Metering | 0.456 | Active | 4182000% |  | 2014
VPPSA | Highgate | Solar | Net-Metering | 3.8 | Active | 4180200% |  | 2014
VPPSA | Enosburgh | Solar | Net-Metering | 6 | Active | 4179300% |  | 2014
VPPSA | WOLCOTT | Solar | Net-Metering | 4.37 | Active | 4179300% |  | 2014
VPPSA | Northfield | Solar | Net-Metering | 11.4 | Active | 4179100% |  | 2014
VPPSA | Enosburgh | Solar | Net-Metering | 10.26 | Active | 4178100% |  | 2014
VPPSA | Morristown | Solar | Net-Metering | 3.8 | Active | 4177900% |  | 2014
VPPSA | CRAFTSBURY | Solar | Net-Metering | 6.84 | Active | 4177500% |  | 2014
VPPSA | Bakersfield | Solar | Net-Metering | 6.84 | Active | 4177100% |  | 2014
VPPSA | SUTTON | Wind | Net-Metering | 9.4 | Active | 4176500% |  | 2014
VPPSA | HARDWICK | Solar | Net-Metering | 5.7 | Active | 4176400% |  | 2014
VPPSA | Enosburgh | Solar | Net-Metering | 5.99 | Active | 4175900% |  | 2014
VPPSA | Enosburgh | Solar | Net-Metering | 9.06 | Active | 4175700% |  | 2014
VPPSA | Northfield | Solar | Net-Metering | 5.592 | Active | 4174000% |  | 2014
VPPSA | Northfield | Solar | Net-Metering | 2.71 | Active | 4173600% |  | 2014
VPPSA | SUTTON | Solar | Net-Metering | 5.586 | Active | 4169400% |  | 2014
VPPSA | KIRBY | Solar | Net-Metering | 5.7 | Active | 4165200% |  | 2014
VPPSA | Barton | Solar | Net-Metering | 9.2 | Active | 4162000% |  | 2013
VPPSA | Swanton | Solar | Net-Metering | 6.834 | Active | 4161900% |  | 2013
VPPSA | Barton | Solar | Net-Metering | 7.7 | Active | 4161700% |  | 2013
VPPSA | Enosburgh | Solar | Net-Metering | 5.59 | Active | 4161300% |  | 2013
VPPSA | NEWARK | Solar | Net-Metering | 5.6 | Active | 4161300% |  | 2013
VPPSA | NEWARK | Solar | Net-Metering | 4.6 | Active | 4161100% |  | 2013
VPPSA | Morristown | Solar | Net-Metering | 148.2 | Active | 4159800% |  | 2013
VPPSA | Morristown | Solar | Net-Metering | 2.137 | Active | 4159100% |  | 2013
VPPSA | WOLCOTT | Solar | Net-Metering | 3.952 | Active | 4158300% |  | 2013
VPPSA | Swanton | Solar | Net-Metering | 6.21 | Active | 4156500% |  | 2013
VPPSA | Northfield | Solar | Net-Metering | 2.964 | Active | 4154700% |  | 2013
VPPSA | Bakersfield | Solar | Net-Metering | 5.59 | Active | 4153400% |  | 2013
VPPSA | Swanton | Solar | Net-Metering | 4.038 | Active | 4153400% |  | 2013
VPPSA | GLOVER | Solar | Net-Metering | 6.042 | Active | 4152600% |  | 2013
VPPSA | Swanton | Solar | Net-Metering | 4.038 | Active | 4150900% |  | 2013
VPPSA | Morristown | Solar | Net-Metering | 189.716 | Active | 4148800% |  | 2013
VPPSA | GREENSBORO | Wind | Net-Metering | 5.928 | Active | 4148600% |  | 2013
VPPSA | WOODBURY | Solar | Net-Metering | 9.567 | Active | 4148600% |  | 2013
VPPSA | Westmore | Solar | Net-Metering | 2.5 | Active | 4146900% |  | 2013
VPPSA | WOODBURY | Solar | Net-Metering | 4.349 | Active | 4146600% |  | 2013
VPPSA | Morristown | Solar | Net-Metering | 6.4125 | Active | 4146600% |  | 2013
VPPSA | WOODBURY | Solar | Net-Metering | 2.793 | Active | 4146300% |  | 2013
VPPSA | Bakersfield | Solar | Net-Metering | 5.93 | Active | 4146000% |  | 2013
VPPSA | WOLCOTT | Solar | Net-Metering | 4.096 | Active | 4145200% |  | 2013
VPPSA | Enosburgh | Solar | Net-Metering | 6.21 | Active | 4143200% |  | 2013
VPPSA | WOODBURY | Solar | Net-Metering | 4.349 | Active | 4143000% |  | 2013
VPPSA | LYNDON | Solar | Net-Metering | 33.3 | Active | 4141100% |  | 2013
VPPSA | Northfield | Solar | Net-Metering | 2.47 | Active | 4141100% |  | 2013
VPPSA | CALAIS | Solar | Net-Metering | 12 | Active | 4136500% |  | 2013
VPPSA | Elmore | Solar | Net-Metering | 2.964 | Active | 4134800% |  | 2013
VPPSA | NEWARK | Solar | Net-Metering | 4.5 | Active | 4129400% |  | 2013
VPPSA | Barton | Solar | Net-Metering | 1.5 | Active | 4127500% |  | 2013
VPPSA | Northfield | Solar | Net-Metering | 5.592 | Active | 4126400% |  | 2012
VPPSA | Northfield | Solar | Net-Metering | 5.592 | Active | 4126400% |  | 2012
VPPSA | WOLCOTT | Solar | Net-Metering | 15 | Active | 4124400% |  | 2012
VPPSA | HARDWICK | Solar | Net-Metering | 3.99 | Active | 4122400% |  | 2012
VPPSA | Enosburgh | Solar | Net-Metering | 13.98 | Active | 4120700% |  | 2012
VPPSA | Johnson | Solar | Net-Metering | 53.58 | Active | 4120700% |  | 2012
VPPSA | Johnson | Solar | Net-Metering | 6.213 | Active | 4120100% |  | 2012
VPPSA | HARDWICK | Solar | Net-Metering | 2.109 | Active | 4119300% |  | 2012
VPPSA | LYNDON | Solar | Net-Metering | 6 | Active | 4119200% |  | 2012
VPPSA | LYNDON | Solar | Net-Metering | 8.89 | Active | 4119200% |  | 2012
VPPSA | SHEFFIELD | Solar | Net-Metering | 7.125 | Active | 4116500% |  | 2012
VPPSA | Barton | Solar | Net-Metering | 6 | Active | 4116400% |  | 2012
VPPSA | SUTTON | Solar | Net-Metering | 6.298 | Active | 4116100% |  | 2012
VPPSA | Calais | Solar | Net-Metering | 5.35 | Active | 4114900% |  | 2012
VPPSA | LYNDON | Solar | Net-Metering | 1.5 | Active | 4114100% |  | 2012
VPPSA | Wolcott | Solar | Net-Metering | 3.728 | Active | 4113100% |  | 2012
VPPSA | Burke | Solar | Net-Metering | 4.19 | Active | 4113000% |  | 2012
VPPSA | Enosburgh | Solar | Net-Metering | 3 | Active | 4112200% |  | 2012
VPPSA | GREENSBORO | Bio | Standard Offer | 150 | Active | 4110300% |  | 2012
VPPSA | GREENSBORO | Solar | Net-Metering | 7.98 | Active | 4110100% |  | 2012
VPPSA | WESTMORE | Solar | Net-Metering | 1.8 | Active | 4109900% |  | 2012
VPPSA | KIRBY | Solar | Net-Metering | 5.47 | Active | 4109700% |  | 2012
VPPSA | SHEFFIELD | Solar | Net-Metering | 2.736 | Active | 4109300% |  | 2012
VPPSA | NEWARK | Wind | Net-Metering | 95 | Active | 4107000% |  | 2012
VPPSA | GREENSBORO | Solar | Net-Metering | 7.866 | Active | 4106600% |  | 2012
VPPSA | Brownington | Solar | Net-Metering | 8 | Active | 4106100% |  | 2012
VPPSA | GREENSBORO | Solar | Net-Metering | 2.88 | Active | 4102900% |  | 2012
VPPSA | Morristown | Solar | Net-Metering | 3.325 | Active | 4098600% |  | 2012
VPPSA | Highgate | Hydro | Utility | 572 | Active | 4098100% |  | 2012
VPPSA | Morristown | Solar | Net-Metering | 4.312 | Active | 4097000% |  | 2012
VPPSA | Johnson | Solar | Net-Metering | 3.99 | Active | 4091100% |  | 2012
VPPSA | Hardwick | Solar | Net-Metering | 3.99 | Active | 4088800% |  | 2011
VPPSA | Craftsbury | Solar | Net-Metering | 3.99 | Active | 4085800% |  | 2011
VPPSA | Swanton | Solar | Net-Metering | 3.344 | Active | 4085000% |  | 2011
VPPSA | Craftsbury | Solar | Net-Metering | 3.99 | Active | 4081700% |  | 2011
VPPSA | Whitingham | Solar | Net-Metering | 5.358 | Active | 4081600% |  | 2011
VPPSA | Whitingham | Wind | Net-Metering | 4.5 | Active | 4081600% |  | 2011
VPPSA | Craftsbury | Solar | Net-Metering | 3.99 | Active | 4080200% |  | 2011
VPPSA | ELMORE | Solar | Net-Metering | 3.515 | Active | 4076700% |  | 2011
VPPSA | MORRISTOWN | Solar | Net-Metering | 2.85 | Active | 4076000% |  | 2011
VPPSA | HARDWICK | Solar | Net-Metering | 6.431 | Active | 4074200% |  | 2011
VPPSA | Craftsbury | Solar | Net-Metering | 1.757 | Active | 4072900% |  | 2011
VPPSA | HARDWICK | Solar | Net-Metering | 3.99 | Active | 4072500% |  | 2011
VPPSA | CRAFTSBURY | Solar | Net-Metering | 4.807 | Active | 2011-06-15 |  | 2011
VPPSA | Morristown | Solar | Net-Metering | 3.515 | Active | 2011-05-31 |  | 2011
VPPSA | MORRISTOWN | Solar | Net-Metering | 5.273 | Active | 4065900% |  | 2011
VPPSA | CRAFTSBURY | Solar | Net-Metering | 3.99 | Active | 4063400% |  | 2011
VPPSA | Craftsbury | Solar | Net-Metering | 7.98 | Active | 4060300% |  | 2011
VPPSA | Charleston | Solar | Net-Metering | 6 | Active | 4052200% |  | 2010
VPPSA | GREENSBORO | Solar | Net-Metering | 5.273 | Active | 4048300% |  | 2010
VPPSA | MORRISTOWN | Solar | Net-Metering | 14.06 | Active | 4043500% |  | 2010
VPPSA | HARDWICK | Solar | Net-Metering | 3.135 | Active | 4043100% |  | 2010
VPPSA | GREENSBORO | Solar | Net-Metering | 9 | Active | 4040000% |  | 2010
VPPSA | MORRISTOWN | Solar | Net-Metering | 8.36 | Active | 4035900% |  | 2010
VPPSA | MORRISTOWN | Solar | Net-Metering | 2.622 | Active | 4032500% |  | 2010
VPPSA | GREENSBORO | Solar | Net-Metering | 3.5 | Active | 4024600% |  | 2010
VPPSA | MORRISTOWN | Solar | Net-Metering | 9.12 | Active | 4020500% |  | 2010
VPPSA | MORRISTOWN | Solar | Net-Metering | 5.76 | Active | 4014100% |  | 2009
VPPSA | MORRISTOWN | Solar | Net-Metering | 2.28 | Active | 4012900% |  | 2009
VPPSA | CRAFTSBURY | Solar | Net-Metering | 3.506 | Active | 4008700% |  | 2009
VPPSA | CRAFTSBURY | Solar | Net-Metering | 2.88 | Active | 3997300% |  | 2009
VPPSA | CRAFTSBURY | Wind | Net-Metering | 10 | Active | 3994800% |  | 2009
VPPSA | HYDE PARK | Solar | Net-Metering | 0.166 | Active | 3993200% |  | 2009
VPPSA | Northfield | Solar | Net-Metering | 6.2 | Active | 3990400% |  | 2009
VPPSA | HARDWICK | Wind | Net-Metering | 10 | Active | 3980400% |  | 2008
VPPSA | HARDWICK | Solar | Net-Metering | 5.844 | Active | 3966100% |  | 2008
VPPSA | Northfield | Solar | Net-Metering | 4.56 | Active | 3966100% |  | 2008
VPPSA | MORRISTOWN | Solar | Net-Metering | 3.876 | Active | 3963700% |  | 2008
VPPSA | Northfield | Solar | Net-Metering | 5.054 | Active | 3963000% |  | 2008
VPPSA | HARDWICK | Wind | Net-Metering | 10 | Active | 3955900% |  | 2008
VPPSA | Hardwick | Wind | Net-Metering | 10 | Active | 3944700% |  | 2007
VPPSA | Whitingham | Wind | Net-Metering | 1.995 | Active | 3932600% |  | 2007
VPPSA | HARDWICK | Wind | Net-Metering | 10 | Active | 3928800% |  | 2007
VPPSA | GREENSBORO | Solar | Net-Metering | 4.78 | Active | 3925900% |  | 2007
VPPSA | CRAFTSBURY | Solar | Net-Metering | 1.9 | Active | 3923500% |  | 2007
VPPSA | Bakersfield | Bio | Standard Offer | 400 | Active | 3923400% |  | 2007
VPPSA | ELMORE | Wind | Net-Metering | 9.5 | Active | 3780900% |  | 2003
VPPSA | Enosburgh | Hydro | Utility | 375 | Active | 3360400% |  | 1992
VPPSA | Morristown | HYDRO | Utility | 1300 | Active | 2922100% |  | 1980
VPPSA | Enosburgh | Hydro | Utility | 600 | Active | 1097200% |  | 1930
VPPSA | Morristown | HYDRO | Utility | 1800 | Active | 876700% |  | 1924
VPPSA | Hyde Park | HYDRO | Utility | 1800 | Active | 876700% |  | 1924
VPPSA | Charleston | Hydro | Utility | 1400 | Active | 100% |  | 1900
VPPSA | Wolcott | Hydro | Utility | 815 | Active | 100% |  | 1900
VPPSA | Lyndon | Hydro | Utility | 2022 | Active | 100% |  | 1900
VPPSA | Lyndon | Solar | Net-Metering | 3.45 | Active | 0% |  | 1900
VPPSA | Lyndon | Solar | Net-Metering | 3.92 | Active | 0% |  | 1900
VPPSA | Lyndon | Solar | Net-Metering | 4.2 | Active | 0% |  | 1900
VPPSA | Lyndon | Solar | Net-Metering | 4.2 | Active | 0% |  | 1900
VPPSA | Lyndon | Solar | Net-Metering | 4.48 | Active | 0% |  | 1900
VPPSA | Lyndon | Solar | Net-Metering | 5 | Active | 0% |  | 1900
VPPSA | Lyndon | Solar | Net-Metering | 5 | Active | 0% |  | 1900
VPPSA | Lyndon | Solar | Net-Metering | 5 | Active | 0% |  | 1900
VPPSA | Lyndon | Solar | Net-Metering | 5.4 | Active | 0% |  | 1900
VPPSA | Lyndon | Solar | Net-Metering | 6 | Active | 0% |  | 1900
VPPSA | Lyndon | Solar | Net-Metering | 6 | Active | 0% |  | 1900
VPPSA | Lyndon | Solar | Net-Metering | 6 | Active | 0% |  | 1900
VPPSA | Lyndon | Solar | Net-Metering | 7.08 | Active | 0% |  | 1900
VPPSA | Lyndon | Solar | Net-Metering | 7.5 | Active | 0% |  | 1900
VPPSA | Lyndon | Solar | Net-Metering | 8.97 | Active | 0% |  | 1900
VPPSA | Lyndon | Solar | Net-Metering | 10.8 | Active | 0% |  | 1900
VPPSA | Lyndon | Solar | Net-Metering | 300 | Active | 0% |  | 1900
GMP | Charlotte | Solar | Net-Metering | 3.8 | Active | 4079200% |  | 2011
GMP | Ferrisburgh | Solar | Net-Metering | 3.99 | Active | 4064800% |  | 2011
GMP | Charlotte | Solar | Net-Metering | 8.36 | Active | 4038800% |  | 2010
GMP | Starksboro | Solar | Net-Metering | 7.51 | Active | 4196800% |  | 2014
GMP | Ferrisburgh | Solar | Net-Metering | 4.18 | Active | 4039900% |  | 2010
GMP | Charlotte | Solar | Net-Metering | 10.59 | Active | 4060600% |  | 2011
GMP | Charlotte | Solar | Net-Metering | 4.18 | Active | 4047300% |  | 2010
GMP | Hinesburg | Solar | Net-Metering | 4.56 | Active | 4044300% |  | 2010
GMP | Charlotte | Solar | Net-Metering | 10 | Active | 4033100% |  | 2010
GMP | Ferrisburgh | Solar | Net-Metering | 10.09 | Active | 4020300% |  | 2010
GMP | Ferrisburgh | Solar | Net-Metering | 9.14 | Active | 4044900% |  | 2010
GMP | Starksboro | Solar | Net-Metering | 74.01 | Active | 4043500% |  | 2010
GMP | Starksboro | Solar | Net-Metering | 23.37 | Active | 4043500% |  | 2010
GMP | Monkton | Solar | Net-Metering | 4 | Active | 4030200% |  | 2010
GMP | Starksboro | Solar | Net-Metering | 19.95 | Active | 4029700% |  | 2010
GMP | Monkton | Solar | Net-Metering | 11.35 | Active | 4049000% |  | 2010
GMP | Monkton | Solar | Net-Metering | 8.2 | Active | 4030200% |  | 2010
GMP | Monkton | Solar | Net-Metering | 7.98 | Active | 4024900% |  | 2010
GMP | Monkton | Solar | Net-Metering | 4.86 | Active | 3975600% |  | 2008
GMP | Monkton | Solar | Net-Metering | 5 | Active | 3966200% |  | 2008
GMP | Starksboro | Solar | Net-Metering | 6.67 | Active | 3964600% |  | 2008
GMP | Ferrisburgh | Solar | Net-Metering | 1.62 | Active | 3974100% |  | 2008
GMP | Waterbury | Solar | Net-Metering | 2.73 | Active | 4068100% |  | 2011
GMP | Waterbury | Solar | Net-Metering | 6.33 | Active | 4063300% |  | 2011
GMP | Waterbury | Solar | Net-Metering | 7.38 | Active | 4066000% |  | 2011
GMP | Waterbury | Solar | Net-Metering | 3.52 | Active | 4102600% |  | 2012
GMP | Waitsfield | Solar | Net-Metering | 2.57 | Active | 4048000% |  | 2010
GMP | Waterbury | Solar | Net-Metering | 8.36 | Active | 4041000% |  | 2010
GMP | Waterbury | Solar | Net-Metering | 6.27 | Active | 4041000% |  | 2010
GMP | Waterbury | Solar | Net-Metering | 4.71 | Active | 4050600% |  | 2010
GMP | Waterbury | Solar | Net-Metering | 3.27 | Active | 4035900% |  | 2010
GMP | Waterbury | Solar | Net-Metering | 7.91 | Active | 4036700% |  | 2010
GMP | Waterbury | Solar | Net-Metering | 3.71 | Active | 4019300% |  | 2010
GMP | Waterbury | Solar | Net-Metering | 4.94 | Active | 4000100% |  | 2009
GMP | Waterbury | Solar | Net-Metering | 95.1 | Active | 3997200% |  | 2009
GMP | Waterbury | Solar | Net-Metering | 3.42 | Active | 3964400% |  | 2008
GMP | Waterbury | Solar | Net-Metering | 2.05 | Active | 3979300% |  | 2008
GMP | Waterbury | Solar | Net-Metering | 2.17 | Active | 3972300% |  | 2008
GMP | Waterbury | Solar | Net-Metering | 1.19 | Active | 3966700% |  | 2008
GMP | Waterbury | Solar | Net-Metering | 1.6 | Active | 3893600% |  | 2006
GMP | Waterbury | Solar | Net-Metering | 1.08 | Active | 4003200% |  | 2009
GMP | Waterbury | Solar | Net-Metering | 7.03 | Active | 4074600% |  | 2011
GMP | Waterbury | Solar | Net-Metering | 15.96 | Active | 4071700% |  | 2011
GMP | Waterbury | Solar | Net-Metering | 4.28 | Active | 4037700% |  | 2010
GMP | Waterbury | Solar | Net-Metering | 3.9 | Active | 4070300% |  | 2011
GMP | Waterbury | Solar | Net-Metering | 3.9 | Active | 4066000% |  | 2011
GMP | Waterbury | Solar | Net-Metering | 2.99 | Active | 4045500% |  | 2010
GMP | Waterbury | Solar | Net-Metering | 10 | Active | 4021900% |  | 2010
GMP | Waterbury | Solar | Net-Metering | 2.28 | Active | 4011400% |  | 2009
GMP | Waterbury | Solar | Net-Metering | 2.34 | Active | 4102200% |  | 2012
GMP | Waterbury | Solar | Net-Metering | 2.34 | Active | 4018400% |  | 2010
GMP | Waterbury | Solar | Net-Metering | 37.05 | Active | 4010600% |  | 2009
GMP | East Montpelier | Solar | Net-Metering | 7.98 | Active | 4033700% |  | 2010
GMP | East Montpelier | Solar | Net-Metering | 1.71 | Active | 4018500% |  | 2010
GMP | Montpelier | Solar | Net-Metering | 3.27 | Active | 4058100% |  | 2011
GMP | Marshfield | Solar | Net-Metering | 4.18 | Active | 4041400% |  | 2010
GMP | Marshfield | Solar | Net-Metering | 8.36 | Active | 4039900% |  | 2010
GMP | Plainfield | Solar | Net-Metering | 4.99 | Active | 4033800% |  | 2010
GMP | Plainfield | Solar | Net-Metering | 3.42 | Active | 4017000% |  | 2009
GMP | Plainfield | Solar | Net-Metering | 2.59 | Active | 4204400% |  | 2015
GMP | Richmond | Solar | Net-Metering | 8.36 | Active | 4043100% |  | 2010
GMP | Huntington | Solar | Net-Metering | 3.99 | Active | 4041400% |  | 2010
GMP | Richmond | Solar | Net-Metering | 4.18 | Active | 4034400% |  | 2010
GMP | Richmond | Solar | Net-Metering | 4.18 | Active | 4034400% |  | 2010
GMP | Richmond | Solar | Net-Metering | 19 | Active | 4027700% |  | 2010
GMP | Richmond | Solar | Net-Metering | 4.18 | Active | 4036500% |  | 2010
GMP | Richmond | Solar | Net-Metering | 3.8 | Active | 4018600% |  | 2010
GMP | Richmond | Solar | Net-Metering | 3.99 | Active | 4045800% |  | 2010
GMP | Richmond | Solar | Net-Metering | 7.8 | Active | 4013700% |  | 2009
GMP | Richmond | Solar | Net-Metering | 6.67 | Active | 3987600% |  | 2009
GMP | Huntington | Solar | Net-Metering | 9 | Active | 4076600% |  | 2011
GMP | Huntington | Solar | Net-Metering | 3.34 | Active | 4080500% |  | 2011
GMP | huntington | Solar | Net-Metering | 1.37 | Active | 4044900% |  | 2010
GMP | Richmond | Solar | Net-Metering | 110.78 | Active | 4083500% |  | 2011
GMP | Richmond | Solar | Net-Metering | 136.8 | Active | 4117100% |  | 2012
GMP | Shelburne | Solar | Net-Metering | 5.84 | Active | 4085000% |  | 2011
GMP | Shelburne | Solar | Net-Metering | 5.84 | Active | 4082000% |  | 2011
GMP | Shelburne | Solar | Net-Metering | 1.92 | Active | 4079200% |  | 2011
GMP | Shelburne | Solar | Net-Metering | 4.67 | Active | 4077800% |  | 2011
GMP | Charlotte | Solar | Net-Metering | 3.16 | Active | 4076600% |  | 2011
GMP | Shelburne | Solar | Net-Metering | 3.99 | Active | 4084300% |  | 2011
GMP | Shelburne | Solar | Net-Metering | 1.95 | Active | 4077100% |  | 2011
GMP | Shelburne | Solar | Net-Metering | 5.5 | Active | 4077800% |  | 2011
GMP | Shelburne | Solar | Net-Metering | 3.9 | Active | 4076400% |  | 2011
GMP | Hinesburg | Solar | Net-Metering | 3.99 | Active | 4074600% |  | 2011
GMP | Shelburne | Solar | Net-Metering | 5.47 | Active | 4072100% |  | 2011
GMP | Shelburne | Wind | Net-Metering | 2.5 | Active | 4018400% |  | 2010
GMP | Charlotte | Solar | Net-Metering | 6.78 | Active | 4054800% |  | 2011
GMP | Shelburne | Solar | Net-Metering | 8.08 | Active | 4063400% |  | 2011
GMP | Charlotte | Solar | Net-Metering | 7.98 | Active | 4080800% |  | 2011
GMP | Shelburne | Solar | Net-Metering | 7.98 | Active | 4048000% |  | 2010
GMP | Charlotte | Solar | Net-Metering | 7.98 | Active | 4048000% |  | 2010
GMP | Shelburne | Solar | Net-Metering | 7.8 | Active | 4042100% |  | 2010
GMP | Shelburne | Solar | Net-Metering | 12.54 | Active | 4037300% |  | 2010
GMP | Shelburne | Solar | Net-Metering | 4.37 | Active | 4040700% |  | 2010
GMP | Hinesburg | Solar | Net-Metering | 14.47 | Active | 4022000% |  | 2010
GMP | Shelburne | Solar | Net-Metering | 7.79 | Active | 4015100% |  | 2009
GMP | Shelburne | Solar | Net-Metering | 3.99 | Active | 4048700% |  | 2010
GMP | Shelburne | Solar | Net-Metering | 4.18 | Active | 4048000% |  | 2010
GMP | Shelburne | Solar | Net-Metering | 7.79 | Active | 4018400% |  | 2010
GMP | Charlotte | Solar | Net-Metering | 4.18 | Active | 4047300% |  | 2010
GMP | Shelburne | Solar | Net-Metering | 3.01 | Active | 4011900% |  | 2009
GMP | Charlotte | Solar | Net-Metering | 5.99 | Active | 4007200% |  | 2009
GMP | Shelburne | Solar | Net-Metering | 27.1 | Active | 3982900% |  | 2009
GMP | Shelburne | Solar | Net-Metering | 2.28 | Active | 3991600% |  | 2009
GMP | Shelburne | Solar | Net-Metering | 0.91 | Active | 3841900% |  | 2005
GMP | Shelburne | Solar | Net-Metering | 11.12 | Active | 4079200% |  | 2011
GMP | Shelburne | Solar | Net-Metering | 4.92 | Active | 4076600% |  | 2011
GMP | Shelburne | Solar | Net-Metering | 3.99 | Active | 4046300% |  | 2010
GMP | Shelburne | Solar | Net-Metering | 3.17 | Active | 3998100% |  | 2009
GMP | Shelburne | Solar | Net-Metering | 2.7 | Active | 3902800% |  | 2006
GMP | Shelburne | Solar | Net-Metering | 3.8 | Active | 4006400% |  | 2009
GMP | Shelburne | Solar | Net-Metering | 7.7 | Active | 4040100% |  | 2010
GMP | Shelburne | Solar | Net-Metering | 145.24 | Active | 4044800% |  | 2010
GMP | Shelburne | Solar | Net-Metering | 16.67 | Active | 4010700% |  | 2009
GMP | Wilmington | Solar | Net-Metering | 3.12 | Active | 3994600% |  | 2009
GMP | Vernon | Solar | Net-Metering | 10.49 | Active | 4077200% |  | 2011
GMP | Waterbury | Solar | Net-Metering | 2.19 | Active | 4049200% |  | 2010
GMP | Waterbury | Solar | Net-Metering | 4.18 | Active | 4038600% |  | 2010
GMP | Waterbury | Solar | Net-Metering | 3.9 | Active | 4073900% |  | 2011
GMP | Waterbury | Solar | Net-Metering | 3.9 | Active | 4069400% |  | 2011
GMP | Moretown | Solar | Net-Metering | 5.99 | Active | 4067300% |  | 2011
GMP | Duxbury | Solar | Net-Metering | 14.11 | Active | 4038600% |  | 2010
GMP | Waterbury | Solar | Net-Metering | 1.52 | Active | 3965400% |  | 2008
GMP | Waterbury | Solar | Net-Metering | 0.57 | Active | 3960600% |  | 2008
GMP | Barre City | Wind | Net-Metering | 100 | Active | 4039300% |  | 2010
GMP | Washington | Solar | Net-Metering | 2.99 | Active | 4071100% |  | 2011
GMP | Barre City | Solar | Net-Metering | 4.04 | Active | 4000000% |  | 2009
GMP | Washington | Wind | Net-Metering | 10 | Active | 3883500% |  | 2006
GMP | Berlin | Solar | Net-Metering | 8 | Active | 4047700% |  | 2010
GMP | Barre City | Solar | Net-Metering | 4.35 | Active | 4070300% |  | 2011
GMP | Barre City | Solar | Net-Metering | 3.19 | Active | 4039400% |  | 2010
GMP | Waitsfield | Solar | Net-Metering | 15.96 | Active | 4048700% |  | 2010
GMP | Waterford | Solar | Net-Metering | 14.54 | Active | 4050000% |  | 2010
GMP | Waterford | Solar | Net-Metering | 5.67 | Active | 4043600% |  | 2010
GMP | Moretown | Solar | Net-Metering | 5.84 | Active | 4079800% |  | 2011
GMP | Moretown | Solar | Net-Metering | 2.04 | Active | 3965400% |  | 2008
GMP | Waitsfield | Solar | Net-Metering | 0.64 | Active | 4054200% |  | 2010
GMP | Waitsfield | Solar | Net-Metering | 7.98 | Active | 4087600% |  | 2011
GMP | Moretown | Solar | Net-Metering | 3.99 | Active | 4022700% |  | 2010
GMP | Rockingham | Solar | Net-Metering | 3.59 | Active | 4074200% |  | 2011
GMP | Rockingham | Solar | Net-Metering | 4 | Active | 4018500% |  | 2010
GMP | Rockingham | Solar | Net-Metering | 3.59 | Active | 4081200% |  | 2011
GMP | Dummerston | Solar | Net-Metering | 15.73 | Active | 4077800% |  | 2011
GMP | Rockingham | Solar | Net-Metering | 3.5 | Active | 4053200% |  | 2010
GMP | Rockingham | Solar | Net-Metering | 4.79 | Active | 4084800% |  | 2011
GMP | Rockingham | Solar | Net-Metering | 96.67 | Active | 4016400% |  | 2009
GMP | Rockingham | Solar | Net-Metering | 4.79 | Active | 4014000% |  | 2009
GMP | Rockingham | Solar | Net-Metering | 3.9 | Active | 4021100% |  | 2010
GMP | Putney | Solar | Net-Metering | 31.46 | Active | 4082000% |  | 2011
GMP | Putney | Solar | Net-Metering | 57.11 | Active | 4117000% |  | 2012
GMP | Putney | Solar | Net-Metering | 26.22 | Active | 4075800% |  | 2011
GMP | Dummerston | Solar | Net-Metering | 2.79 | Active | 4074200% |  | 2011
GMP | Brookline | Solar | Net-Metering | 10.49 | Active | 4074200% |  | 2011
GMP | Putney | Solar | Net-Metering | 1.88 | Active | 4063400% |  | 2011
GMP | Dummerston | Solar | Net-Metering | 4.19 | Active | 4069500% |  | 2011
GMP | Putney | Solar | Net-Metering | 3.59 | Active | 4065100% |  | 2011
GMP | Putney | Solar | Net-Metering | 2.51 | Active | 4064400% |  | 2011
GMP | Dummerston | Solar | Net-Metering | 15.39 | Active | 4054100% |  | 2010
GMP | Putney | Solar | Net-Metering | 11.4 | Active | 4080700% |  | 2011
GMP | Putney | Solar | Net-Metering | 14.7 | Active | 4056000% |  | 2011
GMP | Putney | Solar | Net-Metering | 26.33 | Active | 4048000% |  | 2010
GMP | Putney | Solar | Net-Metering | 11.17 | Active | 3982500% |  | 2009
GMP | Moretown | Solar | Net-Metering | 21.87 | Active | 3973600% |  | 2008
GMP | Moretown | Solar | Net-Metering | 2.57 | Active | 4002500% |  | 2009
GMP | East Montpelier | Solar | Net-Metering | 4.49 | Active | 4087700% |  | 2011
GMP | Montpelier | Solar | Net-Metering | 24.78 | Active | 4034600% |  | 2010
GMP | Montpelier | Solar | Net-Metering | 2.73 | Active | 4059700% |  | 2011
GMP | East Montpelier | Solar | Net-Metering | 1.82 | Active | 3985600% |  | 2009
GMP | East Montpelier | Solar | Net-Metering | 6.5 | Active | 3965800% |  | 2008
GMP | Montpelier | Solar | Net-Metering | 6.3 | Active | 3799300% |  | 2004
GMP | Montpelier | Solar | Net-Metering | 3.99 | Active | 4079300% |  | 2011
GMP | Putney | Solar | Net-Metering | 2.42 | Active | 3987700% |  | 2009
GMP | Putney | Solar | Net-Metering | 12.75 | Active | 4074200% |  | 2011
GMP | Montpelier | Solar | Net-Metering | 5.85 | Active | 4081400% |  | 2011
GMP | Montpelier | Solar | Net-Metering | 4.18 | Active | 4079300% |  | 2011
GMP | Putney | Solar | Net-Metering | 1.37 | Active | 3791000% |  | 2003
GMP | Putney | Solar | Net-Metering | 3.25 | Active | 4035200% |  | 2010
GMP | Worcester | Solar | Net-Metering | 7.96 | Active | 3975900% |  | 2008
GMP | Putney | Solar | Net-Metering | 4 | Active | 4011300% |  | 2009
GMP | Montpelier | Solar | Net-Metering | 0.71 | Active | 3966700% |  | 2008
GMP | Hartford | Solar | Net-Metering | 3.34 | Active | 3965300% |  | 2008
GMP | Norwich | Solar | Net-Metering | 3.28 | Active | 4087000% |  | 2011
GMP | Montpelier | Solar | Net-Metering | 4.98 | Active | 3966700% |  | 2008
GMP | Middlesex | Solar | Net-Metering | 3.8 | Active | 3969300% |  | 2008
GMP | Cabot | Solar | Net-Metering | 1.82 | Active | 3841900% |  | 2005
GMP | Cabot | Solar | Net-Metering | 5.45 | Active | 4080500% |  | 2011
GMP | Cabot | Solar | Net-Metering | 3.99 | Active | 4076600% |  | 2011
GMP | Thetford | Solar | Net-Metering | 2.28 | Active | 4083000% |  | 2011
GMP | Norwich | Solar | Net-Metering | 5.68 | Active | 4057600% |  | 2011
GMP | Vergennes | Solar | Net-Metering | 1.59 | Active | 3990200% |  | 2009
GMP | Vergennes | Solar | Net-Metering | 3.99 | Active | 4075600% |  | 2011
GMP | Waltham | Solar | Net-Metering | 6.03 | Active | 4064800% |  | 2011
GMP | Ferrisburgh | Wind | Net-Metering | 10 | Active | 4190500% |  | 2014
GMP | Vergennes | Solar | Net-Metering | 3.99 | Active | 4065300% |  | 2011
GMP | Waltham | Solar | Net-Metering | 3.19 | Active | 4018200% |  | 2010
GMP | Ferrisburgh | Wind | Net-Metering | 10 | Active | 3974000% |  | 2008
GMP | Ferrisburgh | Solar | Net-Metering | 5 | Active | 3993700% |  | 2009
GMP | Waltham | Solar | Net-Metering | 1.71 | Active | 4185200% |  | 2014
GMP | Waltham | Wind | Net-Metering | 2.5 | Active | 3819800% |  | 2004
GMP | Ryegate | Solar | Net-Metering | 3.9 | Active | 4025600% |  | 2010
GMP | Barnet | Solar | Net-Metering | 2.02 | Active | 4036600% |  | 2010
GMP | Barnet | Solar | Net-Metering | 11 | Active | 3995100% |  | 2009
GMP | Colchester | Solar | Net-Metering | 34.96 | Active | 4051100% |  | 2010
GMP | Colchester | Solar | Net-Metering | 4.81 | Active | 4074200% |  | 2011
GMP | Williston | Solar | Net-Metering | 4.67 | Active | 4075200% |  | 2011
GMP | Williston | Solar | Net-Metering | 3.9 | Active | 4069600% |  | 2011
GMP | Williston | Solar | Net-Metering | 5.27 | Active | 4068000% |  | 2011
GMP | Williston | Solar | Net-Metering | 4.22 | Active | 4067600% |  | 2011
GMP | Williston | Solar | Net-Metering | 7.73 | Active | 4065800% |  | 2011
GMP | Williston | Solar | Net-Metering | 4.79 | Active | 4060500% |  | 2011
GMP | Essex Junction | Solar | Net-Metering | 4.91 | Active | 4071800% |  | 2011
GMP | Essex Junction | Solar | Net-Metering | 6.41 | Active | 4063300% |  | 2011
GMP | Essex Junction | Solar | Net-Metering | 3.19 | Active | 4043000% |  | 2010
GMP | Essex Junction | Solar | Net-Metering | 3.19 | Active | 3982900% |  | 2009
GMP | Essex Junction | Solar | Net-Metering | 2.79 | Active | 3982900% |  | 2009
GMP | Essex Junction | Solar | Net-Metering | 12.97 | Active | 4013300% |  | 2009
GMP | Essex Junction | Solar | Net-Metering | 6.27 | Active | 4043100% |  | 2010
GMP | Essex Junction | Wind | Net-Metering | 10 | Active | 4215900% |  | 2015
GMP | Montpelier | Solar | Net-Metering | 11.02 | Active | 4056300% |  | 2011
GMP | Norwich | Solar | Net-Metering | 4.37 | Active | 4060900% |  | 2011
GMP | Norwich | Solar | Net-Metering | 3.06 | Active | 4052700% |  | 2010
GMP | Norwich | Solar | Net-Metering | 5.47 | Active | 4040600% |  | 2010
GMP | Montpelier | Solar | Net-Metering | 58.93 | Active | 4026700% |  | 2010
GMP | Montpelier | Solar | Net-Metering | 5.49 | Active | 4011400% |  | 2009
GMP | Berlin | Solar | Utility | 189.92 | Active | 4040100% |  | 2010
GMP | Montpelier | Solar | Net-Metering | 69.49 | Active | 3978700% |  | 2008
GMP | Montpelier | Solar | Net-Metering | 3.61 | Active | 3973800% |  | 2008
GMP | Middlesex | Solar | Net-Metering | 2.99 | Active | 3966600% |  | 2008
GMP | Middlesex | Solar | Net-Metering | 2.85 | Active | 3841800% |  | 2005
GMP | Middlesex | Solar | Net-Metering | 1.11 | Active | 3965700% |  | 2008
GMP | Berlin | Solar | Net-Metering | 1.44 | Active | 3966600% |  | 2008
GMP | Charlotte | Solar | Net-Metering | 3.85 | Active | 4075900% |  | 2011
GMP | Charlotte | Solar | Net-Metering | 3.99 | Active | 4053300% |  | 2010
GMP | Charlotte | Solar | Net-Metering | 4.18 | Active | 4039200% |  | 2010
GMP | Charlotte | Solar | Net-Metering | 8.36 | Active | 4039200% |  | 2010
GMP | Charlotte | Solar | Net-Metering | 3.9 | Active | 4164200% |  | 2014
GMP | Charlotte | Solar | Net-Metering | 4.18 | Active | 4039900% |  | 2010
GMP | Charlotte | Solar | Net-Metering | 4.28 | Active | 4077100% |  | 2011
GMP | Charlotte | Solar | Net-Metering | 2.57 | Active | 4077700% |  | 2011
GMP | Hinesburg | Solar | Net-Metering | 8.21 | Active | 4074300% |  | 2011
GMP | Charlotte | Solar | Net-Metering | 7.98 | Active | 4077100% |  | 2011
GMP | Charlotte | Solar | Net-Metering | 3.9 | Active | 4075900% |  | 2011
GMP | Charlotte | Solar | Net-Metering | 13.9 | Active | 4071700% |  | 2011
GMP | Charlotte | Solar | Net-Metering | 6.56 | Active | 4055300% |  | 2011
GMP | Charlotte | Solar | Net-Metering | 3.99 | Active | 4047300% |  | 2010
GMP | Hinesburg | Solar | Net-Metering | 5.99 | Active | 4047300% |  | 2010
GMP | Hinesburg | Solar | Net-Metering | 141.36 | Active | 4034400% |  | 2010
GMP | Hinesburg | Solar | Net-Metering | 4.18 | Active | 4038600% |  | 2010
GMP | Hinesburg | Solar | Net-Metering | 37.62 | Active | 4039000% |  | 2010
GMP | Charlotte | Solar | Net-Metering | 4.18 | Active | 4047000% |  | 2010
GMP | Charlotte | Solar | Net-Metering | 22.34 | Active | 4043600% |  | 2010
GMP | Hinesburg | Solar | Net-Metering | 4.18 | Active | 4036600% |  | 2010
GMP | Charlotte | Solar | Net-Metering | 7.8 | Active | 4035700% |  | 2010
GMP | Charlotte | Solar | Net-Metering | 10 | Active | 4033100% |  | 2010
GMP | Charlotte | Solar | Net-Metering | 4.18 | Active | 4033100% |  | 2010
GMP | Charlotte | Solar | Net-Metering | 4.18 | Active | 4036800% |  | 2010
GMP | Hinesburg | Solar | Net-Metering | 3.99 | Active | 4031100% |  | 2010
GMP | Charlotte | Solar | Net-Metering | 3.71 | Active | 4018900% |  | 2010
GMP | Charlotte | Solar | Net-Metering | 59 | Active | 4080700% |  | 2011
GMP | Charlotte | Solar | Net-Metering | 3.85 | Active | 4016300% |  | 2009
GMP | Charlotte | Solar | Net-Metering | 7.98 | Active | 4045900% |  | 2010
GMP | Charlotte | Solar | Net-Metering | 4.18 | Active | 4044900% |  | 2010
GMP | Hinesburg | Solar | Net-Metering | 4.2 | Active | 4018300% |  | 2010
GMP | Charlotte | Solar | Net-Metering | 4.79 | Active | 4026300% |  | 2010
GMP | Charlotte | Solar | Net-Metering | 7.41 | Active | 4019100% |  | 2010
GMP | Charlotte | Solar | Net-Metering | 3.9 | Active | 4006100% |  | 2009
GMP | Hinesburg | Solar | Net-Metering | 4.13 | Active | 3997200% |  | 2009
GMP | Hinesburg | Solar | Net-Metering | 7.98 | Active | 4024100% |  | 2010
GMP | Charlotte | Solar | Net-Metering | 2.85 | Active | 3988800% |  | 2009
GMP | Hinesburg | Solar | Net-Metering | 67.15 | Active | 4222600% |  | 2015
GMP | Hinesburg | Solar | Net-Metering | 1.98 | Active | 3963100% |  | 2008
GMP | Charlotte | Wind | Net-Metering | 1.8 | Active | 3987700% |  | 2009
GMP | Charlotte | Solar | Net-Metering | 1.2 | Active | 3993000% |  | 2009
GMP | Norwich | Solar | Net-Metering | 3.06 | Active | 4053900% |  | 2010
GMP | Hinesburg | Solar | Net-Metering | 3.77 | Active | 3972700% |  | 2008
GMP | Hinesburg | Solar | Net-Metering | 4.56 | Active | 4027600% |  | 2010
GMP | Hinesburg | Solar | Net-Metering | 3.77 | Active | 3972700% |  | 2008
GMP | Charlotte | Wind | Net-Metering | 10 | Active | 3982000% |  | 2009
GMP | Hinesburg | Solar | Net-Metering | 10 | Active | 3998200% |  | 2009
GMP | Hinesburg | Solar | Net-Metering | 3.77 | Active | 3972700% |  | 2008
GMP | Charlotte | Wind | Net-Metering | 10 | Active | 3911400% |  | 2007
GMP | Hartford | Solar | Net-Metering | 1.75 | Active | 4033300% |  | 2010
GMP | Charlotte | Solar | Net-Metering | 3.14 | Active | 3968200% |  | 2008
GMP | Norwich | Solar | Net-Metering | 12.13 | Active | 4004400% |  | 2009
GMP | Charlotte | Solar | Net-Metering | 2.74 | Active | 3970800% |  | 2008
GMP | Hinesburg | Wind | Net-Metering | 10 | Active | 4099500% |  | 2012
GMP | Charlotte | Solar | Net-Metering | 2.68 | Active | 3980500% |  | 2008
GMP | Charlotte | Solar | Net-Metering | 3.99 | Active | 4028300% |  | 2010
GMP | Hinesburg | Solar | Net-Metering | 4.18 | Active | 4038600% |  | 2010
GMP | Hinesburg | Solar | Net-Metering | 147.6 | Active | 4082300% |  | 2011
GMP | Hinesburg | Solar | Net-Metering | 7.98 | Active | 4049100% |  | 2010
GMP | Charlotte | Solar | Net-Metering | 2.74 | Active | 4003500% |  | 2009
GMP | Charlotte | Solar | Net-Metering | 4 | Active | 3972400% |  | 2008
GMP | Charlotte | Solar | Net-Metering | 1.37 | Active | 3950000% |  | 2008
GMP | Charlotte | Solar | Net-Metering | 11.52 | Active | 4005900% |  | 2009
GMP | Hinesburg | Solar | Net-Metering | 2.14 | Active | 3972300% |  | 2008
GMP | Charlotte | Wind | Net-Metering | 2.5 | Active | 4141400% |  | 2013
GMP | South Burlington | Solar | Net-Metering | 37.61 | Active | 4076000% |  | 2011
GMP | South Burlington | Solar | Net-Metering | 68 | Active | 4117800% |  | 2012
GMP | South Burlington | Solar | Net-Metering | 10.7 | Active | 4054800% |  | 2011
GMP | South Burlington | Solar | Net-Metering | 3.19 | Active | 4026300% |  | 2010
GMP | South Burlington | Solar | Net-Metering | 7.6 | Active | 4005900% |  | 2009
GMP | Williston | Solar | Net-Metering | 4.67 | Active | 4071700% |  | 2011
GMP | Williston | Solar | Net-Metering | 4.19 | Active | 4065500% |  | 2011
GMP | Williston | Solar | Net-Metering | 4.67 | Active | 4069000% |  | 2011
GMP | Williston | Solar | Net-Metering | 5.64 | Active | 4066500% |  | 2011
GMP | Williston | Solar | Net-Metering | 5.45 | Active | 4070900% |  | 2011
GMP | Williston | Solar | Net-Metering | 4.67 | Active | 4067300% |  | 2011
GMP | Williston | Solar | Net-Metering | 7.98 | Active | 4070100% |  | 2011
GMP | Williston | Solar | Net-Metering | 7.03 | Active | 4060500% |  | 2011
GMP | Williston | Solar | Net-Metering | 1.95 | Active | 4056300% |  | 2011
GMP | Williston | Solar | Net-Metering | 4.79 | Active | 4053300% |  | 2010
GMP | Williston | Solar | Net-Metering | 4.18 | Active | 4038800% |  | 2010
GMP | Williston | Solar | Net-Metering | 3.14 | Active | 4032300% |  | 2010
GMP | Williston | Solar | Net-Metering | 4.18 | Active | 4032300% |  | 2010
GMP | Williston | Solar | Net-Metering | 4.18 | Active | 4032400% |  | 2010
GMP | Williston | Solar | Net-Metering | 7.98 | Active | 4024100% |  | 2010
GMP | Williston | Solar | Net-Metering | 2.28 | Active | 4051900% |  | 2010
GMP | Williston | Solar | Net-Metering | 2.26 | Active | 3989500% |  | 2009
GMP | Essex | Solar | Net-Metering | 13.99 | Active | 4049000% |  | 2010
GMP | Essex Junction | Solar | Net-Metering | 17.24 | Active | 4040100% |  | 2010
GMP | Colchester | Solar | Net-Metering | 2.99 | Active | 4062600% |  | 2011
GMP | Waterbury | Solar | Net-Metering | 3.85 | Active | 4068800% |  | 2011
GMP | Colchester | Solar | Net-Metering | 11.4 | Active | 4034000% |  | 2010
GMP | Essex Junction | Solar | Net-Metering | 4.37 | Active | 4031600% |  | 2010
GMP | Colchester | Solar | Net-Metering | 16.72 | Active | 4043700% |  | 2010
GMP | Colchester | Solar | Net-Metering | 8.36 | Active | 4043700% |  | 2010
GMP | Colchester | Solar | Net-Metering | 10.91 | Active | 4001700% |  | 2009
GMP | Colchester | Solar | Net-Metering | 2.53 | Active | 3988200% |  | 2009
GMP | Colchester | Solar | Net-Metering | 12.96 | Active | 3972800% |  | 2008
GMP | Colchester | Solar | Net-Metering | 13.8 | Active | 3972800% |  | 2008
GMP | Colchester | Solar | Net-Metering | 15.04 | Active | 3995400% |  | 2009
GMP | Colchester | Wind | Net-Metering | 10 | Active | 3972800% |  | 2008
GMP | Colchester | Solar | Net-Metering | 3.9 | Active | 4009400% |  | 2009
GMP | Colchester | Solar | Net-Metering | 3.97 | Active | 4013600% |  | 2009
GMP | Colchester | Solar | Net-Metering | 7.6 | Active | 3981500% |  | 2009
GMP | Norwich | Solar | Net-Metering | 4.79 | Active | 4018900% |  | 2010
GMP | norwich | Solar | Net-Metering | 2.28 | Active | 4020000% |  | 2010
GMP | Norwich | Solar | Net-Metering | 3.04 | Active | 4016500% |  | 2009
GMP | Norwich | Solar | Net-Metering | 7.87 | Active | 4053300% |  | 2010
GMP | Hartford | Solar | Net-Metering | 6.33 | Active | 4005600% |  | 2009
GMP | Norwich | Solar | Net-Metering | 4.79 | Active | 4011300% |  | 2009
GMP | Norwich | Solar | Net-Metering | 3.61 | Active | 4000700% |  | 2009
GMP | Norwich | Solar | Net-Metering | 5.13 | Active | 4007300% |  | 2009
GMP | Hartford | Solar | Net-Metering | 3.42 | Active | 3973100% |  | 2008
GMP | Norwich | Solar | Net-Metering | 34.8 | Active | 3965400% |  | 2008
GMP | Norwich | Solar | Net-Metering | 5.8 | Active | 3975800% |  | 2008
GMP | Hartford | Solar | Net-Metering | 1.88 | Active | 4130600% |  | 2013
GMP | Hartford | Solar | Net-Metering | 2.09 | Active | 4004400% |  | 2009
GMP | Norwich | Solar | Net-Metering | 5.33 | Active | 3978700% |  | 2008
GMP | Hartford | Solar | Net-Metering | 1.46 | Active | 4220700% |  | 2015
GMP | Norwich | Solar | Net-Metering | 7.63 | Active | 4082000% |  | 2011
GMP | Hartford | Solar | Net-Metering | 7.27 | Active | 4051100% |  | 2010
GMP | Hartford | Solar | Net-Metering | 4.67 | Active | 4048600% |  | 2010
GMP | Hartford | Solar | Net-Metering | 0.91 | Active | 4066900% |  | 2011
GMP | Hartford | Solar | Net-Metering | 5.68 | Active | 4074500% |  | 2011
GMP | Hartford | Solar | Net-Metering | 4.28 | Active | 4043700% |  | 2010
GMP | Hartford | Solar | Net-Metering | 2.28 | Active | 4035100% |  | 2010
GMP | Hartford | Solar | Net-Metering | 109.1 | Active | 4016300% |  | 2009
GMP | Hartford | Solar | Net-Metering | 3.79 | Active | 4007200% |  | 2009
GMP | Hartford | Solar | Net-Metering | 0.91 | Active | 3972200% |  | 2008
GMP | Hartford | Wind | Net-Metering | 2.4 | Active | 3967500% |  | 2008
GMP | Hartland | Solar | Net-Metering | 3.61 | Active | 3976200% |  | 2008
GMP | Hartford | Solar | Net-Metering | 10.16 | Active | 3963900% |  | 2008
GMP | Norwich | Solar | Net-Metering | 2.57 | Active | 3828400% |  | 2004
GMP | Williston | Solar | Net-Metering | 20.52 | Active | 4042800% |  | 2010
GMP | Williston | Solar | Net-Metering | 5.13 | Active | 4074300% |  | 2011
GMP | Williston | Solar | Net-Metering | 4.79 | Active | 4015100% |  | 2009
GMP | Williston | Solar | Net-Metering | 4.18 | Active | 4042300% |  | 2010
GMP | Rockingham | Solar | Net-Metering | 7.01 | Active | 4053400% |  | 2010
GMP | Westminster | Solar | Net-Metering | 12 | Active | 4051300% |  | 2010
GMP | Putney | Solar | Net-Metering | 9.58 | Active | 4065800% |  | 2011
GMP | Putney | Solar | Net-Metering | 3.9 | Active | 4016800% |  | 2009
GMP | Westminster | Solar | Net-Metering | 3.9 | Active | 4049800% |  | 2010
GMP | Putney | Solar | Net-Metering | 6.8 | Active | 4012200% |  | 2009
GMP | Rockingham | Wind | Net-Metering | 4.25 | Active | 3963600% |  | 2008
GMP | Westminster | Solar | Net-Metering | 3.59 | Active | 4054000% |  | 2010
GMP | Westminster | Solar | Net-Metering | 56.64 | Active | 4041600% |  | 2010
GMP | Colchester | Solar | Net-Metering | 9.58 | Active | 4055400% |  | 2011
GMP | South Burlington | Solar | Net-Metering | 142.12 | Active | 4068000% |  | 2011
GMP | Colchester | Solar | Net-Metering | 4.45 | Active | 3970000% |  | 2008
GMP | Barre City | Solar | Net-Metering | 0.84 | Active | 3986200% |  | 2009
GMP | Barre City | Wind | Net-Metering | 1.98 | Active | 4052400% |  | 2010
GMP | Waitsfield | Solar | Net-Metering | 12.29 | Active | 4018200% |  | 2010
GMP | Fayston | Solar | Net-Metering | 2.79 | Active | 3982500% |  | 2009
GMP | Warren | Solar | Net-Metering | 3.99 | Active | 4080700% |  | 2011
GMP | Warren | Solar | Net-Metering | 4.09 | Active | 3983500% |  | 2009
GMP | Warren | Solar | Net-Metering | 3.99 | Active | 4053900% |  | 2010
GMP | Warren | Solar | Net-Metering | 17.96 | Active | 4115600% |  | 2012
GMP | Warren | Solar | Net-Metering | 16 | Active | 3982000% |  | 2009
GMP | Waitsfield | Solar | Net-Metering | 3.14 | Active | 4047900% |  | 2010
GMP | South burlington | Solar | Net-Metering | 3.73 | Active | 3999500% |  | 2009
GMP | Waitsfield | Solar | Net-Metering | 3.5 | Active | 4033800% |  | 2010
GMP | South Burlington | Solar | Net-Metering | 1.97 | Active | 4077700% |  | 2011
GMP | Waitsfield | Solar | Net-Metering | 4.81 | Active | 4061600% |  | 2011
GMP | Shelburne | Solar | Net-Metering | 7.98 | Active | 4062700% |  | 2011
GMP | South Burlington | Solar | Net-Metering | 7.98 | Active | 4066900% |  | 2011
GMP | Waitsfield | Solar | Net-Metering | 16.67 | Active | 4038700% |  | 2010
GMP | south Burlington | Solar | Net-Metering | 6.32 | Active | 4056900% |  | 2011
GMP | Waitsfield | Solar | Net-Metering | 4.79 | Active | 4007800% |  | 2009
GMP | Waitsfield | Solar | Net-Metering | 5.1 | Active | 4007800% |  | 2009
GMP | Shelburne | Solar | Net-Metering | 4.18 | Active | 4048700% |  | 2010
GMP | Warren | Solar | Net-Metering | 5.84 | Active | 4014200% |  | 2009
GMP | South Burlington | Solar | Net-Metering | 10 | Active | 4063400% |  | 2011
GMP | Warren | Solar | Net-Metering | 3.85 | Active | 4002100% |  | 2009
GMP | South Burlington | Solar | Net-Metering | 3.51 | Active | 4005100% |  | 2009
GMP | Warren | Solar | Net-Metering | 5.8 | Active | 3982000% |  | 2009
GMP | South Burlington | Solar | Net-Metering | 1.82 | Active | 4036500% |  | 2010
GMP | Waitsfield | Solar | Net-Metering | 7.75 | Active | 4010200% |  | 2009
GMP | Waitsfield | Solar | Net-Metering | 15.5 | Active | 3983500% |  | 2009
GMP | Waitsfield | Solar | Net-Metering | 4.85 | Active | 3970200% |  | 2008
GMP | Warren | Solar | Net-Metering | 10.8 | Active | 3970200% |  | 2008
GMP | South Burlington | Solar | Net-Metering | 2100 | Active | 4173200% |  | 2014
GMP | Colchester | Solar | Net-Metering | 2.78 | Active | 4038700% |  | 2010
GMP | Warren | Solar | Net-Metering | 6.54 | Active | 3966700% |  | 2008
GMP | Colchester | Solar | Net-Metering | 3.19 | Active | 4032500% |  | 2010
GMP | Waitsfield | Solar | Net-Metering | 2.51 | Active | 3954500% |  | 2008
GMP | Warren | Solar | Net-Metering | 2.51 | Active | 3862000% |  | 2005
GMP | Warren | Solar | Net-Metering | 5.02 | Active | 4063400% |  | 2011
GMP | Warren | Wind | Net-Metering | 2.5 | Active | 4100100% |  | 2012
GMP | Warren | Solar | Net-Metering | 2.19 | Active | 4063200% |  | 2011
GMP | Warren | Solar | Net-Metering | 4.79 | Active | 4058500% |  | 2011
GMP | Warren | Solar | Net-Metering | 17 | Active | 3995500% |  | 2009
GMP | Waitsfield | Solar | Net-Metering | 31.16 | Active | 4025900% |  | 2010
GMP | Waitsfield | Solar | Net-Metering | 58.43 | Active | 4031200% |  | 2010
GMP | Warren | Solar | Net-Metering | 12.54 | Active | 4033800% |  | 2010
GMP | Fayston | Solar | Net-Metering | 7.79 | Active | 3997600% |  | 2009
GMP | Barre City | Solar | Net-Metering | 8.55 | Active | 4047000% |  | 2010
GMP | Berlin | Solar | Net-Metering | 4.33 | Active | 3982000% |  | 2009
GMP | Duxbury | Solar | Net-Metering | 3.99 | Active | 4076000% |  | 2011
GMP | Duxbury | Solar | Net-Metering | 5.59 | Active | 4052700% |  | 2010
GMP | Richmond | Solar | Net-Metering | 15 | Active | 4039500% |  | 2010
GMP | Richmond | Solar | Net-Metering | 2.39 | Active | 4036500% |  | 2010
GMP | Bolton | Wind | Net-Metering | 95 | Active | 4001700% |  | 2009
GMP | Bolton | Wind | Net-Metering | 1.8 | Active | 3931000% |  | 2007
GMP | Ferrisburgh | Solar | Net-Metering | 7.98 | Active | 4138300% |  | 2013
GMP | Williston | Solar | Net-Metering | 2.28 | Active | 3997900% |  | 2009
GMP | Williston | Solar | Net-Metering | 14.45 | Active | 3973000% |  | 2008
GMP | Williston | Solar | Net-Metering | 23.61 | Active | 3978400% |  | 2008
GMP | Williston | Solar | Net-Metering | 7.98 | Active | 4061300% |  | 2011
GMP | South Burlington | Solar | Net-Metering | 6.84 | Active | 4037900% |  | 2010
GMP | South Burlington | Solar | Net-Metering | 3.6 | Active | 4013500% |  | 2009
GMP | South Burlington | Wind | Net-Metering | 100 | Active | 4008000% |  | 2009
GMP | Groton | Solar | Net-Metering | 143.8 | Active | 4037500% |  | 2010
GMP | Newbury | Solar | Net-Metering | 2.62 | Active | 4068900% |  | 2011
GMP | Newbury | Solar | Net-Metering | 10.69 | Active | 4069600% |  | 2011
GMP | South Burlington | Solar | Net-Metering | 95.76 | Active | 4018600% |  | 2010
GMP | Williston | Solar | Net-Metering | 15 | Active | 4269700% |  | 2016
GMP | Ryegate | Solar | Net-Metering | 14.1 | Active | 4000700% |  | 2009
GMP | Ryegate | Solar | Net-Metering | 7.87 | Active | 4074600% |  | 2011
GMP | Williston | Solar | Net-Metering | 27.66 | Active | 4049900% |  | 2010
GMP | Ryegate | Solar | Net-Metering | 5.47 | Active | 4024900% |  | 2010
GMP | Dover | Solar | Net-Metering | 3.25 | Active | 4014800% |  | 2009
GMP | Wilmington | Solar | Net-Metering | 5.02 | Active | 3966500% |  | 2008
GMP | South Burlington | Solar | Net-Metering | 14.36 | Active | 4068900% |  | 2011
GMP | Wilmington | Wind | Net-Metering | 10 | Active | 3791700% |  | 2003
GMP | South Burlington | Solar | Net-Metering | 23.94 | Active | 4017700% |  | 2009
GMP | Dover | Solar | Net-Metering | 4.56 | Active | 4018300% |  | 2010
GMP | Dover | Solar | Net-Metering | 14.08 | Active | 3969500% |  | 2008
GMP | South Burlington | Wind | Net-Metering | 100 | Active | 4017700% |  | 2009
GMP | South Burlington | Solar | Net-Metering | 5.47 | Active | 4048300% |  | 2010
GMP | Williston | Solar | Net-Metering | 3.99 | Active | 4083300% |  | 2011
GMP | Marshfield | Solar | Net-Metering | 11.36 | Active | 4113600% |  | 2012
GMP | Hinesburg | Solar | Net-Metering | 5.7 | Active | 4091200% |  | 2012
GMP | Charlotte | Solar | Net-Metering | 7.98 | Active | 4092100% |  | 2012
GMP | Charlotte | Solar | Net-Metering | 3.99 | Active | 4100500% |  | 2012
GMP | Charlotte | Solar | Net-Metering | 4.7 | Active | 4077800% |  | 2011
GMP | Shelburne | Solar | Net-Metering | 5.7 | Active | 4083600% |  | 2011
GMP | Waterbury | Solar | Net-Metering | 10 | Active | 4021900% |  | 2010
GMP | Hinesburg | Solar | Net-Metering | 4.56 | Active | 4080500% |  | 2011
GMP | Norwich | Solar | Net-Metering | 3.65 | Active | 4089600% |  | 2011
GMP | Shelburne | Solar | Net-Metering | 6 | Active | 4084100% |  | 2011
GMP | Colchester | Solar | Net-Metering | 6.84 | Active | 4086100% |  | 2011
GMP | Montpelier | Solar | Net-Metering | 1.25 | Active | 4088600% |  | 2011
GMP | Berlin | Solar | Net-Metering | 11.97 | Active | 4122000% |  | 2012
GMP | Norwich | Solar | Net-Metering | 4.84 | Active | 4086800% |  | 2011
GMP | Monkton | Solar | Net-Metering | 4.56 | Active | 4098800% |  | 2012
GMP | Charlotte | Solar | Net-Metering | 3.99 | Active | 4091300% |  | 2012
GMP | Charlotte | Solar | Net-Metering | 7.98 | Active | 4091300% |  | 2012
GMP | Cabot | Solar | Net-Metering | 5.47 | Active | 4088300% |  | 2011
GMP | Shelburne | Solar | Net-Metering | 4.75 | Active | 4085400% |  | 2011
GMP | Montpelier | Solar | Net-Metering | 2.38 | Active | 4094500% |  | 2012
GMP | Charlotte | Solar | Net-Metering | 9.5 | Active | 4091700% |  | 2012
GMP | Putney | Solar | Net-Metering | 16.07 | Active | 4102600% |  | 2012
GMP | Norwich | Solar | Net-Metering | 4.23 | Active | 4100500% |  | 2012
GMP | Charlotte | Solar | Net-Metering | 1.85 | Active | 4100100% |  | 2012
GMP | Norwich | Solar | Net-Metering | 4.23 | Active | 4102400% |  | 2012
GMP | Norwich | Solar | Net-Metering | 3.35 | Active | 4103300% |  | 2012
GMP | Norwich | Solar | Net-Metering | 2.12 | Active | 4099700% |  | 2012
GMP | South Burlington | Solar | Net-Metering | 4.79 | Active | 4110000% |  | 2012
GMP | Waterbury | Solar | Net-Metering | 4.83 | Active | 4098100% |  | 2012
GMP | Waterbury | Solar | Net-Metering | 3.08 | Active | 4097300% |  | 2012
GMP | Shelburne | Solar | Net-Metering | 39.1 | Active | 4125400% |  | 2012
GMP | Putney | Solar | Net-Metering | 49.25 | Active | 4107400% |  | 2012
GMP | Charlotte | Solar | Net-Metering | 5.33 | Active | 4103100% |  | 2012
GMP | Ferrisburgh | Solar | Net-Metering | 6.38 | Active | 4114900% |  | 2012
GMP | Westminster | Solar | Net-Metering | 4.19 | Active | 4107100% |  | 2012
GMP | Charlotte | Solar | Net-Metering | 8.89 | Active | 4094000% |  | 2012
GMP | Norwich | Solar | Net-Metering | 7.84 | Active | 4097600% |  | 2012
GMP | Charlotte | Solar | Net-Metering | 4.28 | Active | 4080100% |  | 2011
GMP | Barre City | Solar | Net-Metering | 41.04 | Active | 4095500% |  | 2012
GMP | Montpelier | Solar | Net-Metering | 4.66 | Active | 4106000% |  | 2012
GMP | Waitsfield | Solar | Net-Metering | 4.35 | Active | 4115800% |  | 2012
GMP | Montpelier | Solar | Net-Metering | 3.92 | Active | 4115800% |  | 2012
GMP | Richmond | Solar | Net-Metering | 8.25 | Active | 4083300% |  | 2011
GMP | Waterbury | Solar | Net-Metering | 2.78 | Active | 4085700% |  | 2011
GMP | Montpelier | Solar | Net-Metering | 3.95 | Active | 4087700% |  | 2011
GMP | South Burlington | Solar | Net-Metering | 2.74 | Active | 4087600% |  | 2011
GMP | Ryegate | Solar | Net-Metering | 5.7 | Active | 4091100% |  | 2012
GMP | Williston | Solar | Net-Metering | 4.99 | Active | 4087800% |  | 2011
GMP | Shelburne | Solar | Net-Metering | 3.85 | Active | 4079400% |  | 2011
GMP | Shelburne | Solar | Net-Metering | 3.8 | Active | 4086500% |  | 2011
GMP | Waterbury | Solar | Net-Metering | 5 | Active | 4091300% |  | 2012
GMP | Hinesburg | Solar | Net-Metering | 5.19 | Active | 4086900% |  | 2011
GMP | Charlotte | Solar | Net-Metering | 9.98 | Active | 4091200% |  | 2012
GMP | Charlotte | Solar | Net-Metering | 2.85 | Active | 4087800% |  | 2011
GMP | South Burlington | Solar | Net-Metering | 5.24 | Active | 4094100% |  | 2012
GMP | Warren | Solar | Net-Metering | 8.55 | Active | 4082300% |  | 2011
GMP | Charlotte | Solar | Net-Metering | 4.28 | Active | 4078400% |  | 2011
GMP | Charlotte | Solar | Net-Metering | 6.65 | Active | 4098800% |  | 2012
GMP | Montpelier | Solar | Net-Metering | 15.3 | Active | 4094600% |  | 2012
GMP | Charlotte | Solar | Net-Metering | 2.57 | Active | 4082000% |  | 2011
GMP | Wilmington | Solar | Net-Metering | 7.87 | Active | 4093500% |  | 2012
GMP | Charlotte | Solar | Net-Metering | 6.8 | Active | 4081300% |  | 2011
GMP | Charlotte | Solar | Net-Metering | 5.13 | Active | 4081300% |  | 2011
GMP | Hinesburg | Solar | Net-Metering | 4.99 | Active | 4092800% |  | 2012
GMP | Westminster | Solar | Net-Metering | 20.98 | Active | 4092600% |  | 2012
GMP | Charlotte | Solar | Net-Metering | 4.28 | Active | 4083400% |  | 2011
GMP | Charlotte | Solar | Net-Metering | 5.77 | Active | 4083600% |  | 2011
GMP | Charlotte | Solar | Net-Metering | 3.8 | Active | 4089900% |  | 2011
GMP | Hinesburg | Solar | Net-Metering | 3.8 | Active | 4084800% |  | 2011
GMP | Hinesburg | Solar | Net-Metering | 5.47 | Active | 4107300% |  | 2012
GMP | South Burlington | Solar | Net-Metering | 3.11 | Active | 4115100% |  | 2012
GMP | Shelburne | Solar | Net-Metering | 5.7 | Active | 4106800% |  | 2012
GMP | Richmond | Solar | Net-Metering | 14.49 | Active | 4106100% |  | 2012
GMP | Williston | Solar | Net-Metering | 4.35 | Active | 4115100% |  | 2012
GMP | Waterbury | Solar | Net-Metering | 10.22 | Active | 4114300% |  | 2012
GMP | Charlotte | Solar | Net-Metering | 4.75 | Active | 4093500% |  | 2012
GMP | Dummerston | Solar | Net-Metering | 5.24 | Active | 4080500% |  | 2011
GMP | Hinesburg | Solar | Net-Metering | 4 | Active | 4085700% |  | 2011
GMP | Charlotte | Solar | Net-Metering | 8.51 | Active | 4088600% |  | 2011
GMP | Hinesburg | Solar | Net-Metering | 3.8 | Active | 4088600% |  | 2011
GMP | Charlotte | Solar | Net-Metering | 6.65 | Active | 4091300% |  | 2012
GMP | Shelburne | Solar | Net-Metering | 9.5 | Active | 4101600% |  | 2012
GMP | Vergennes | Wind | Net-Metering | 100 | Active | 4115800% |  | 2012
GMP | Williston | Solar | Net-Metering | 4.75 | Active | 4099500% |  | 2012
GMP | Shelburne | Solar | Net-Metering | 4.56 | Active | 4108800% |  | 2012
GMP | Putney | Solar | Net-Metering | 1.43 | Active | 4103000% |  | 2012
GMP | Moretown | Solar | Net-Metering | 7.6 | Active | 4094000% |  | 2012
GMP | Shelburne | Solar | Net-Metering | 3.65 | Active | 4094900% |  | 2012
GMP | Norwich | Solar | Net-Metering | 4.69 | Active | 4099000% |  | 2012
GMP | Williston | Solar | Net-Metering | 9.5 | Active | 4093900% |  | 2012
GMP | Williston | Solar | Net-Metering | 4.08 | Active | 4093900% |  | 2012
GMP | Putney | Solar | Net-Metering | 2.2 | Active | 4096900% |  | 2012
GMP | Shelburne | Solar | Net-Metering | 4.68 | Active | 4094000% |  | 2012
GMP | Charlotte | Solar | Net-Metering | 9.12 | Active | 4096200% |  | 2012
GMP | Putney | Solar | Net-Metering | 3.14 | Active | 4090600% |  | 2011
GMP | Putney | Solar | Net-Metering | 4.75 | Active | 4089200% |  | 2011
GMP | Westminster | Solar | Net-Metering | 2.46 | Active | 4091300% |  | 2012
GMP | Williston | Solar | Net-Metering | 4.92 | Active | 4084200% |  | 2011
GMP | Williston | Solar | Net-Metering | 3.8 | Active | 4085000% |  | 2011
GMP | Barre City | Solar | Net-Metering | 7.21 | Active | 4089800% |  | 2011
GMP | Stamford | Solar | Net-Metering | 2.79 | Active | 4080500% |  | 2011
GMP | Shelburne | Solar | Net-Metering | 4.28 | Active | 4083300% |  | 2011
GMP | Putney | Solar | Net-Metering | 32.15 | Active | 4084200% |  | 2011
GMP | Putney | Solar | Net-Metering | 5.47 | Active | 4086800% |  | 2011
GMP | Barre Town | Solar | Net-Metering | 11.16 | Active | 4081300% |  | 2011
GMP | Colchester | Solar | Net-Metering | 16.09 | Active | 4089200% |  | 2011
GMP | Montpelier | Solar | Net-Metering | 3.33 | Active | 4086200% |  | 2011
GMP | Charlotte | Solar | Net-Metering | 22.8 | Active | 4103700% |  | 2012
GMP | Waitsfield | Solar | Net-Metering | 10.49 | Active | 4083000% |  | 2011
GMP | Winooski | Solar | Net-Metering | 3.73 | Active | 4116500% |  | 2012
GMP | Richmond | Solar | Net-Metering | 3.11 | Active | 4118400% |  | 2012
GMP | Waterbury | Solar | Net-Metering | 3.73 | Active | 4114300% |  | 2012
GMP | South Burlington | Solar | Net-Metering | 3.11 | Active | 4115100% |  | 2012
GMP | Moretown | Solar | Net-Metering | 6.21 | Active | 4114400% |  | 2012
GMP | Montpelier | Solar | Net-Metering | 6.21 | Active | 4115800% |  | 2012
GMP | Essex Junction | Solar | Net-Metering | 3.73 | Active | 4116900% |  | 2012
GMP | Worcester | Solar | Net-Metering | 3.73 | Active | 4116200% |  | 2012
GMP | Williston | Solar | Net-Metering | 4.97 | Active | 4115800% |  | 2012
GMP | Putney | Solar | Net-Metering | 2.79 | Active | 4109500% |  | 2012
GMP | Montpelier | Solar | Net-Metering | 2.79 | Active | 4105900% |  | 2012
GMP | Hartford | Solar | Net-Metering | 13.03 | Active | 4108200% |  | 2012
GMP | Montpelier | Solar | Net-Metering | 5.24 | Active | 4111400% |  | 2012
GMP | St. Johnsbury | Solar | Net-Metering | 3.65 | Active | 4109200% |  | 2012
GMP | Dummerston | Solar | Net-Metering | 20.75 | Active | 4055000% |  | 2011
GMP | South Burlington | Solar | Net-Metering | 4.66 | Active | 4116900% |  | 2012
GMP | Essex Junction | Solar | Net-Metering | 8.7 | Active | 4116500% |  | 2012
GMP | South Burlington | Solar | Net-Metering | 6.52 | Active | 4114300% |  | 2012
GMP | Richmond | Solar | Net-Metering | 3.73 | Active | 4115800% |  | 2012
GMP | Berlin | Solar | Net-Metering | 7.46 | Active | 4117200% |  | 2012
GMP | Warren | Solar | Net-Metering | 9.32 | Active | 4116500% |  | 2012
GMP | Barre City | Solar | Net-Metering | 11.18 | Active | 4120100% |  | 2012
GMP | South Burlington | Solar | Net-Metering | 4.97 | Active | 4116500% |  | 2012
GMP | Waterbury | Solar | Net-Metering | 3.73 | Active | 4114400% |  | 2012
GMP | Waterbury | Solar | Net-Metering | 6.52 | Active | 4116900% |  | 2012
GMP | Colchester | Solar | Net-Metering | 4.2 | Active | 4116500% |  | 2012
GMP | South Burlington | Solar | Net-Metering | 5.59 | Active | 4115100% |  | 2012
GMP | South Burlington | Solar | Net-Metering | 8.7 | Active | 4115100% |  | 2012
GMP | Waitsfield | Solar | Net-Metering | 7.8 | Active | 4115900% |  | 2012
GMP | Warren | Solar | Net-Metering | 5.59 | Active | 4115800% |  | 2012
GMP | Waterbury | Solar | Net-Metering | 5.59 | Active | 4114400% |  | 2012
GMP | Waitsfield | Solar | Net-Metering | 3.11 | Active | 4120000% |  | 2012
GMP | Montpelier | Solar | Net-Metering | 3.73 | Active | 4115800% |  | 2012
GMP | Waterbury | Solar | Net-Metering | 139.31 | Active | 4118300% |  | 2012
GMP | Ferrisburgh | Solar | Net-Metering | 3.19 | Active | 4118300% |  | 2012
GMP | Ferrisburgh | Solar | Net-Metering | 6.78 | Active | 4111500% |  | 2012
GMP | Waterbury | Solar | Net-Metering | 2.68 | Active | 4116400% |  | 2012
GMP | Montpelier | Solar | Net-Metering | 6.98 | Active | 4109900% |  | 2012
GMP | Middlesex | Solar | Net-Metering | 5.59 | Active | 4115800% |  | 2012
GMP | Montpelier | Solar | Net-Metering | 6.52 | Active | 4116300% |  | 2012
GMP | Essex Junction | Solar | Net-Metering | 11.18 | Active | 4115800% |  | 2012
GMP | Colchester | Solar | Net-Metering | 3.65 | Active | 4108500% |  | 2012
GMP | Stamford | Solar | Net-Metering | 7 | Active | 4111600% |  | 2012
GMP | Dummerston | Solar | Net-Metering | 5.31 | Active | 4111200% |  | 2012
GMP | South Burlington | Solar | Net-Metering | 5.59 | Active | 4117300% |  | 2012
GMP | Waterbury | Solar | Net-Metering | 4.97 | Active | 4114900% |  | 2012
GMP | Jericho | Solar | Net-Metering | 6.57 | Active | 4113800% |  | 2012
GMP | Putney | Solar | Net-Metering | 5.59 | Active | 4110700% |  | 2012
GMP | Waterbury | Solar | Net-Metering | 5.47 | Active | 4110000% |  | 2012
GMP | Washington | Solar | Net-Metering | 4.56 | Active | 4111700% |  | 2012
GMP | Hinesburg | Solar | Net-Metering | 15.73 | Active | 4112700% |  | 2012
GMP | Essex Junction | Solar | Net-Metering | 3.11 | Active | 4120800% |  | 2012
GMP | Rockingham | Solar | Net-Metering | 5.36 | Active | 4107100% |  | 2012
GMP | Huntington | Solar | Net-Metering | 4.66 | Active | 4116900% |  | 2012
GMP | Berlin | Solar | Net-Metering | 59.28 | Active | 4125700% |  | 2012
GMP | Panton | Solar | Net-Metering | 5.7 | Active | 4114200% |  | 2012
GMP | Warren | Solar | Net-Metering | 12.22 | Active | 4118400% |  | 2012
GMP | Duxbury | Solar | Net-Metering | 7.46 | Active | 4123900% |  | 2012
GMP | Huntington | Solar | Net-Metering | 4.05 | Active | 4124700% |  | 2012
GMP | Moretown | Solar | Net-Metering | 4.97 | Active | 4121400% |  | 2012
GMP | Shelburne | Wind | Net-Metering | 1.8 | Active | 3991600% |  | 2009
GMP | Waterbury | Solar | Net-Metering | 9.32 | Active | 4116200% |  | 2012
GMP | Waterbury | Solar | Net-Metering | 7.35 | Active | 4118400% |  | 2012
GMP | Richmond | Solar | Net-Metering | 8 | Active | 4120000% |  | 2012
GMP | Williston | Solar | Net-Metering | 3.11 | Active | 4117200% |  | 2012
GMP | South Burlington | Solar | Net-Metering | 5.36 | Active | 4115700% |  | 2012
GMP | Williston | Solar | Net-Metering | 3.11 | Active | 4124700% |  | 2012
GMP | Putney | Solar | Net-Metering | 5.93 | Active | 4111300% |  | 2012
GMP | Moretown | Solar | Net-Metering | 7.52 | Active | 4132000% |  | 2013
GMP | Waterbury | Solar | Net-Metering | 4.66 | Active | 4118400% |  | 2012
GMP | Williston | Solar | Net-Metering | 3.73 | Active | 4124800% |  | 2012
GMP | Middlesex | Solar | Net-Metering | 6.52 | Active | 4119200% |  | 2012
GMP | Warren | Solar | Net-Metering | 8.7 | Active | 4124800% |  | 2012
GMP | Waterbury | Solar | Net-Metering | 3.73 | Active | 4123900% |  | 2012
GMP | Waterbury | Solar | Net-Metering | 6.05 | Active | 4118400% |  | 2012
GMP | South Burlington | Solar | Net-Metering | 4.85 | Active | 4119000% |  | 2012
GMP | Westminster | Solar | Net-Metering | 6.7 | Active | 4121100% |  | 2012
GMP | Shelburne | Solar | Net-Metering | 2.99 | Active | 4120500% |  | 2012
GMP | Montpelier | Solar | Net-Metering | 3.19 | Active | 4118600% |  | 2012
GMP | Hartford | Solar | Net-Metering | 3.03 | Active | 4114100% |  | 2012
GMP | Williston | Solar | Net-Metering | 139.31 | Active | 4127400% |  | 2012
GMP | South Burlington | Solar | Net-Metering | 3.73 | Active | 4117200% |  | 2012
GMP | Williston | Solar | Net-Metering | 7.46 | Active | 4118000% |  | 2012
GMP | Charlotte | Solar | Net-Metering | 2.85 | Active | 4115700% |  | 2012
GMP | Dummerston | Solar | Net-Metering | 12.86 | Active | 4039400% |  | 2010
GMP | Rockingham | Solar | Net-Metering | 2.74 | Active | 4112800% |  | 2012
GMP | Barre City | Solar | Net-Metering | 3.73 | Active | 4124800% |  | 2012
GMP | Bolton | Solar | Net-Metering | 3.73 | Active | 4124900% |  | 2012
GMP | Colchester | Solar | Net-Metering | 4.97 | Active | 4124600% |  | 2012
GMP | South Burlington | Solar | Net-Metering | 8.7 | Active | 4124800% |  | 2012
GMP | Williston | Solar | Net-Metering | 56.93 | Active | 4128500% |  | 2013
GMP | South Burlington | Solar | Net-Metering | 4.66 | Active | 4123900% |  | 2012
GMP | South Burlington | Solar | Net-Metering | 6.21 | Active | 4124800% |  | 2012
GMP | Huntington | Solar | Net-Metering | 4.35 | Active | 4126200% |  | 2012
GMP | Duxbury | Solar | Net-Metering | 3.73 | Active | 4119300% |  | 2012
GMP | Colchester | Solar | Net-Metering | 5.59 | Active | 4124600% |  | 2012
GMP | Richmond | Solar | Net-Metering | 4.66 | Active | 4124900% |  | 2012
GMP | Berlin | Solar | Net-Metering | 7.46 | Active | 4124800% |  | 2012
GMP | South Burlington | Solar | Net-Metering | 9.5 | Active | 4117900% |  | 2012
GMP | Waitsfield | Solar | Net-Metering | 4.19 | Active | 4118400% |  | 2012
GMP | Shelburne | Solar | Net-Metering | 6.52 | Active | 4127600% |  | 2013
GMP | Essex Junction | Solar | Net-Metering | 5.93 | Active | 4121100% |  | 2012
GMP | Warren | Solar | Net-Metering | 4.35 | Active | 4132700% |  | 2013
GMP | Montpelier | Solar | Net-Metering | 7.46 | Active | 4123300% |  | 2012
GMP | Huntington | Solar | Net-Metering | 6.21 | Active | 4120800% |  | 2012
GMP | Ferrisburgh | Solar | Net-Metering | 3.8 | Active | 4119800% |  | 2012
GMP | Norwich | Solar | Net-Metering | 5 | Active | 4136900% |  | 2013
GMP | Waterbury | Solar | Net-Metering | 7.13 | Active | 4122100% |  | 2012
GMP | Putney | Solar | Net-Metering | 11.4 | Active | 4126000% |  | 2012
GMP | Putney | Solar | Net-Metering | 1.43 | Active | 4119300% |  | 2012
GMP | Stamford | Solar | Net-Metering | 5.59 | Active | 4121300% |  | 2012
GMP | South Burlington | Solar | Net-Metering | 11.97 | Active | 4117800% |  | 2012
GMP | Shelburne | Solar | Net-Metering | 0.71 | Active | 4133300% |  | 2013
GMP | Moretown | Solar | Net-Metering | 7.32 | Active | 4124300% |  | 2012
GMP | Hinesburg | Solar | Net-Metering | 11.18 | Active | 4133700% |  | 2013
GMP | Warren | Solar | Net-Metering | 4.97 | Active | 4126700% |  | 2012
GMP | Montpelier | Solar | Net-Metering | 3.5 | Active | 4125700% |  | 2012
GMP | Waterbury | Solar | Net-Metering | 4.79 | Active | 4124900% |  | 2012
GMP | Putney | Solar | Net-Metering | 10 | Active | 4114500% |  | 2012
GMP | Montpelier | Solar | Net-Metering | 5.59 | Active | 4124200% |  | 2012
GMP | Essex Junction | Solar | Net-Metering | 4.68 | Active | 4124800% |  | 2012
GMP | Dummerston | Solar | Net-Metering | 9.12 | Active | 4123300% |  | 2012
GMP | Waterbury | Solar | Net-Metering | 3.73 | Active | 4133700% |  | 2013
GMP | South Burlington | Solar | Net-Metering | 5.42 | Active | 4120500% |  | 2012
GMP | Warren | Solar | Net-Metering | 4.97 | Active | 4133700% |  | 2013
GMP | Waterbury | Solar | Net-Metering | 4.97 | Active | 4133700% |  | 2013
GMP | Waterbury | Solar | Net-Metering | 5.59 | Active | 4132700% |  | 2013
GMP | Vergennes | Solar | Net-Metering | 4.97 | Active | 4132600% |  | 2013
GMP | Essex Junction | Solar | Net-Metering | 6.21 | Active | 4139500% |  | 2013
GMP | Richmond | Solar | Net-Metering | 4.35 | Active | 4133100% |  | 2013
GMP | South Burlington | Solar | Net-Metering | 4.35 | Active | 4134700% |  | 2013
GMP | Ferrisburgh | Solar | Net-Metering | 10.72 | Active | 4133800% |  | 2013
GMP | Ferrisburgh | Solar | Net-Metering | 7.46 | Active | 4133800% |  | 2013
GMP | Warren | Solar | Net-Metering | 3.11 | Active | 4133900% |  | 2013
GMP | Warren | Solar | Net-Metering | 6.52 | Active | 4132700% |  | 2013
GMP | South Burlington | Solar | Net-Metering | 2.62 | Active | 4126100% |  | 2012
GMP | Fayston | Solar | Net-Metering | 3.11 | Active | 4134700% |  | 2013
GMP | Cabot | Solar | Net-Metering | 7.46 | Active | 4133700% |  | 2013
GMP | Montpelier | Solar | Net-Metering | 4.97 | Active | 4133900% |  | 2013
GMP | Waterbury | Solar | Net-Metering | 5.59 | Active | 4122700% |  | 2012
GMP | Charlotte | Solar | Net-Metering | 6.05 | Active | 4122900% |  | 2012
GMP | Monkton | Solar | Net-Metering | 8.89 | Active | 4125600% |  | 2012
GMP | East Montpelier | Solar | Net-Metering | 6.28 | Active | 4124600% |  | 2012
GMP | Shelburne | Solar | Net-Metering | 3.8 | Active | 4123900% |  | 2012
GMP | Addison | Solar | Net-Metering | 3.73 | Active | 4133800% |  | 2013
GMP | Montpelier | Solar | Net-Metering | 7.46 | Active | 4127600% |  | 2013
GMP | Marshfield | Solar | Net-Metering | 16.76 | Active | 4129500% |  | 2013
GMP | Middlesex | Solar | Net-Metering | 5.59 | Active | 4124600% |  | 2012
GMP | Norwich | Solar | Net-Metering | 8.72 | Active | 4122700% |  | 2012
GMP | Starksboro | Solar | Net-Metering | 9.5 | Active | 4124100% |  | 2012
GMP | Putney | Solar | Net-Metering | 9.5 | Active | 4126300% |  | 2012
GMP | Essex Junction | Solar | Net-Metering | 5.93 | Active | 4127600% |  | 2013
GMP | Williston | Solar | Net-Metering | 4.19 | Active | 4127600% |  | 2013
GMP | Wilmington | Solar | Net-Metering | 4.19 | Active | 4124300% |  | 2012
GMP | Bolton | Solar | Net-Metering | 5.47 | Active | 4128300% |  | 2013
GMP | Montpelier | Solar | Net-Metering | 11.18 | Active | 4138000% |  | 2013
GMP | Putney | Solar | Net-Metering | 142.27 | Active | 4152900% |  | 2013
GMP | Putney | Solar | Net-Metering | 6.98 | Active | 4092200% |  | 2012
GMP | Charlotte | Solar | Net-Metering | 4.19 | Active | 4130400% |  | 2013
GMP | Hinesburg | Solar | Net-Metering | 3.73 | Active | 4129100% |  | 2013
GMP | Charlotte | Solar | Net-Metering | 7.46 | Active | 4143100% |  | 2013
GMP | Colchester | Solar | Net-Metering | 6.52 | Active | 4131000% |  | 2013
GMP | Waitsfield | Solar | Net-Metering | 5.47 | Active | 4129500% |  | 2013
GMP | Hinesburg | Solar | Net-Metering | 5.47 | Active | 4125600% |  | 2012
GMP | Hinesburg | Solar | Net-Metering | 5.47 | Active | 4125600% |  | 2012
GMP | Richmond | Solar | Net-Metering | 5 | Active | 4126200% |  | 2012
GMP | Waitsfield | Solar | Net-Metering | 3.11 | Active | 4133700% |  | 2013
GMP | Charlotte | Solar | Net-Metering | 4.97 | Active | 4136900% |  | 2013
GMP | Montpelier | Solar | Net-Metering | 6.94 | Active | 4126000% |  | 2012
GMP | South Burlington | Solar | Net-Metering | 4.97 | Active | 4126100% |  | 2012
GMP | Ferrisburgh | Solar | Net-Metering | 3.11 | Active | 4136900% |  | 2013
GMP | South Burlington | Solar | Net-Metering | 57 | Active | 4141500% |  | 2013
GMP | Charlotte | Solar | Net-Metering | 4.37 | Active | 4128500% |  | 2013
GMP | Dummerston | Solar | Net-Metering | 5.47 | Active | 4226200% |  | 2015
GMP | Berlin | Solar | Net-Metering | 6.98 | Active | 4136800% |  | 2013
GMP | Vergennes | Solar | Net-Metering | 4.85 | Active | 4124900% |  | 2012
GMP | Addison | Solar | Net-Metering | 7.69 | Active | 4124700% |  | 2012
GMP | Norwich | Solar | Net-Metering | 3.8 | Active | 4125700% |  | 2012
GMP | Duxbury | Solar | Net-Metering | 10.42 | Active | 4122700% |  | 2012
GMP | Montpelier | Solar | Net-Metering | 4.97 | Active | 4125600% |  | 2012
GMP | Fayston | Solar | Net-Metering | 8.21 | Active | 4127400% |  | 2012
GMP | Colchester | Solar | Net-Metering | 5.02 | Active | 4126400% |  | 2012
GMP | Charlotte | Solar | Net-Metering | 8.21 | Active | 4127800% |  | 2013
GMP | Barre City | Solar | Net-Metering | 1.14 | Active | 4131000% |  | 2013
GMP | South Burlington | Solar | Net-Metering | 6.52 | Active | 4132000% |  | 2013
GMP | Dummerston | Solar | Net-Metering | 14.2 | Active | 4133100% |  | 2013
GMP | Shelburne | Solar | Net-Metering | 2.91 | Active | 4124900% |  | 2012
GMP | Marshfield | Solar | Net-Metering | 9.75 | Active | 4140900% |  | 2013
GMP | Essex Junction | Solar | Net-Metering | 3.73 | Active | 4132300% |  | 2013
GMP | Cornwall | Solar | Net-Metering | 2.96 | Active | 4276700% |  | 2017
GMP | Cabot | Solar | Net-Metering | 3.73 | Active | 4140300% |  | 2013
GMP | Ferrisburgh | Solar | Net-Metering | 2.74 | Active | 4125700% |  | 2012
GMP | Barre City | Solar | Net-Metering | 13.74 | Active | 4131000% |  | 2013
GMP | Addison | Solar | Net-Metering | 11.4 | Active | 4133900% |  | 2013
GMP | Williston | Solar | Net-Metering | 7.46 | Active | 4137500% |  | 2013
GMP | Waitsfield | Solar | Net-Metering | 6.16 | Active | 4141000% |  | 2013
GMP | Moretown | Solar | Net-Metering | 3.73 | Active | 4143100% |  | 2013
GMP | Ferrisburgh | Solar | Net-Metering | 3.73 | Active | 4143100% |  | 2013
GMP | Hinesburg | Solar | Net-Metering | 5.81 | Active | 4140400% |  | 2013
GMP | Norwich | Solar | Net-Metering | 5.59 | Active | 4141700% |  | 2013
GMP | Barre City | Solar | Net-Metering | 4.35 | Active | 4136900% |  | 2013
GMP | Huntington | Solar | Net-Metering | 4.79 | Active | 4129200% |  | 2013
GMP | Montpelier | Solar | Net-Metering | 146.89 | Active | 4193600% |  | 2014
GMP | Colchester | Solar | Net-Metering | 3.61 | Active | 4064700% |  | 2011
GMP | Westminster | Solar | Net-Metering | 57.46 | Active | 4049900% |  | 2010
GMP | Corinth | Solar | Net-Metering | 6.84 | Active | 4154400% |  | 2013
GMP | Norwich | Solar | Net-Metering | 14.81 | Active | 4128500% |  | 2013
GMP | Westminster | Solar | Net-Metering | 24.7 | Active | 4144900% |  | 2013
GMP | Vergennes | Solar | Net-Metering | 3.73 | Active | 4143100% |  | 2013
GMP | Plainfield | Solar | Net-Metering | 5.47 | Active | 4143200% |  | 2013
GMP | Vergennes | Solar | Net-Metering | 4.97 | Active | 4137600% |  | 2013
GMP | Waltham | Solar | Net-Metering | 5.59 | Active | 4138200% |  | 2013
GMP | Colchester | Solar | Net-Metering | 5.59 | Active | 4143100% |  | 2013
GMP | Charlotte | Solar | Net-Metering | 23.49 | Active | 4045900% |  | 2010
GMP | Huntington | Solar | Net-Metering | 3.11 | Active | 4136100% |  | 2013
GMP | Montpelier | Solar | Net-Metering | 3.73 | Active | 4132300% |  | 2013
GMP | Huntington | Solar | Net-Metering | 7.6 | Active | 4143100% |  | 2013
GMP | Vergennes | Solar | Net-Metering | 4.35 | Active | 4138200% |  | 2013
GMP | Colchester | Solar | Net-Metering | 3.73 | Active | 4143100% |  | 2013
GMP | Montpelier | Solar | Net-Metering | 5.59 | Active | 4143200% |  | 2013
GMP | Williston | Solar | Net-Metering | 6.21 | Active | 4138100% |  | 2013
GMP | Barre City | Solar | Net-Metering | 7.04 | Active | 4143000% |  | 2013
GMP | Vernon | Solar | Net-Metering | 10.12 | Active | 4023200% |  | 2010
GMP | Warren | Solar | Net-Metering | 7.46 | Active | 4129200% |  | 2013
GMP | Jericho | Solar | Net-Metering | 7.45 | Active | 4134400% |  | 2013
GMP | Montpelier | Solar | Net-Metering | 4.36 | Active | 4141400% |  | 2013
GMP | Essex | Solar | Net-Metering | 5.47 | Active | 4129200% |  | 2013
GMP | Putney | Solar | Net-Metering | 1.4 | Active | 4145800% |  | 2013
GMP | Middlesex | Solar | Net-Metering | 7 | Active | 4135900% |  | 2013
GMP | Richmond | Solar | Net-Metering | 5.59 | Active | 4137300% |  | 2013
GMP | Richmond | Solar | Net-Metering | 5.59 | Active | 4136900% |  | 2013
GMP | Starksboro | Solar | Net-Metering | 3.11 | Active | 4146400% |  | 2013
GMP | Waterbury | Solar | Net-Metering | 15.84 | Active | 4148600% |  | 2013
GMP | Waltham | Solar | Net-Metering | 7.77 | Active | 4139700% |  | 2013
GMP | South Burlington | Solar | Net-Metering | 4.35 | Active | 4144400% |  | 2013
GMP | Montpelier | Solar | Net-Metering | 2.91 | Active | 4162500% |  | 2013
GMP | Wilmington | Solar | Net-Metering | 4.99 | Active | 4133100% |  | 2013
GMP | Norwich | Solar | Net-Metering | 15 | Active | 4133100% |  | 2013
GMP | Barre City | Solar | Net-Metering | 4.97 | Active | 4138600% |  | 2013
GMP | Barre City | Solar | Net-Metering | 3.11 | Active | 4148800% |  | 2013
GMP | New Haven | Solar | Net-Metering | 11.18 | Active | 4142800% |  | 2013
GMP | Ferrisburgh | Solar | Net-Metering | 3.73 | Active | 4149100% |  | 2013
GMP | Barre City | Solar | Net-Metering | 9.94 | Active | 4138200% |  | 2013
GMP | Plainfield | Solar | Net-Metering | 3.73 | Active | 4142900% |  | 2013
GMP | Monkton | Solar | Net-Metering | 10.94 | Active | 4147000% |  | 2013
GMP | Ferrisburgh | Solar | Net-Metering | 4.35 | Active | 4149000% |  | 2013
GMP | Waltham | Solar | Net-Metering | 11.18 | Active | 4149200% |  | 2013
GMP | Charlotte | Solar | Net-Metering | 11.18 | Active | 4140800% |  | 2013
GMP | Montpelier | Solar | Net-Metering | 4.66 | Active | 4143200% |  | 2013
GMP | Marshfield | Solar | Net-Metering | 5.93 | Active | 4145600% |  | 2013
GMP | Essex Junction | Solar | Net-Metering | 3.95 | Active | 4140400% |  | 2013
GMP | South Burlington | Solar | Net-Metering | 4.66 | Active | 4142300% |  | 2013
GMP | Waterbury | Solar | Net-Metering | 4.97 | Active | 4149100% |  | 2013
GMP | Colchester | Solar | Net-Metering | 4.35 | Active | 4149100% |  | 2013
GMP | East Montpelier | Solar | Net-Metering | 5.31 | Active | 4142800% |  | 2013
GMP | Charlotte | Solar | Net-Metering | 53.58 | Active | 4141400% |  | 2013
GMP | Putney | Solar | Net-Metering | 148.77 | Active | 4145600% |  | 2013
GMP | Putney | Solar | Net-Metering | 148.77 | Active | 4153400% |  | 2013
GMP | Plainfield | Solar | Net-Metering | 0.95 | Active | 4140100% |  | 2013
GMP | Ferrisburgh | Solar | Net-Metering | 5.59 | Active | 4149000% |  | 2013
GMP | Vergennes | Solar | Net-Metering | 17.4 | Active | 4149100% |  | 2013
GMP | Waitsfield | Solar | Net-Metering | 7.9 | Active | 4140000% |  | 2013
GMP | Marshfield | Solar | Net-Metering | 6.21 | Active | 4149100% |  | 2013
GMP | South Burlington | Solar | Net-Metering | 4.56 | Active | 4138700% |  | 2013
GMP | Berlin | Solar | Net-Metering | 5.59 | Active | 4148700% |  | 2013
GMP | Colchester | Solar | Net-Metering | 4.97 | Active | 4149200% |  | 2013
GMP | Williston | Solar | Net-Metering | 3.11 | Active | 4149200% |  | 2013
GMP | Charlotte | Solar | Net-Metering | 9.06 | Active | 4137500% |  | 2013
GMP | Waterbury | Solar | Net-Metering | 5.7 | Active | 4143100% |  | 2013
GMP | Montpelier | Solar | Net-Metering | 2.3 | Active | 4143600% |  | 2013
GMP | Ferrisburgh | Solar | Net-Metering | 5.04 | Active | 4140800% |  | 2013
GMP | Warren | Solar | Net-Metering | 6.38 | Active | 4145600% |  | 2013
GMP | Vergennes | Solar | Net-Metering | 3.73 | Active | 4149100% |  | 2013
GMP | Rockingham | Solar | Net-Metering | 7.01 | Active | 4145700% |  | 2013
GMP | Middlesex | Solar | Net-Metering | 7.41 | Active | 4147000% |  | 2013
GMP | Shelburne | Solar | Net-Metering | 3.73 | Active | 4144400% |  | 2013
GMP | Ferrisburgh | Solar | Net-Metering | 13.98 | Active | 4149100% |  | 2013
GMP | Norwich | Solar | Net-Metering | 8.8 | Active | 4141100% |  | 2013
GMP | Waterbury | Solar | Net-Metering | 3.6 | Active | 4145200% |  | 2013
GMP | Williston | Solar | Net-Metering | 4.56 | Active | 4140100% |  | 2013
GMP | Rockingham | Solar | Net-Metering | 37.56 | Active | 4156300% |  | 2013
GMP | Panton | Solar | Net-Metering | 6.21 | Active | 4150600% |  | 2013
GMP | Warren | Solar | Net-Metering | 2.85 | Active | 4142400% |  | 2013
GMP | Williston | Solar | Net-Metering | 7.13 | Active | 4148700% |  | 2013
GMP | Charlotte | Solar | Net-Metering | 11 | Active | 4150600% |  | 2013
GMP | Huntington | Solar | Net-Metering | 5.93 | Active | 4153500% |  | 2013
GMP | Colchester | Solar | Net-Metering | 6.21 | Active | 4144900% |  | 2013
GMP | Essex Junction | Solar | Net-Metering | 9.16 | Active | 4183600% |  | 2014
GMP | Vergennes | Solar | Net-Metering | 5.93 | Active | 4150600% |  | 2013
GMP | Newbury | Solar | Net-Metering | 4.28 | Active | 4142800% |  | 2013
GMP | Warren | Solar | Net-Metering | 7.46 | Active | 4150600% |  | 2013
GMP | Essex | Solar | Net-Metering | 4.94 | Active | 4140700% |  | 2013
GMP | Barre Town | Solar | Net-Metering | 5.93 | Active | 4147400% |  | 2013
GMP | Norwich | Solar | Net-Metering | 5.19 | Active | 4140800% |  | 2013
GMP | Montpelier | Solar | Net-Metering | 18.13 | Active | 4211000% |  | 2015
GMP | Orange | Solar | Net-Metering | 18.13 | Active | 4165400% |  | 2014
GMP | Barre City | Hydro | Net-Metering | 14.25 | Active | 4177300% |  | 2014
GMP | Vergennes | Solar | Net-Metering | 150 | Active | 4162300% |  | 2013
GMP | South Burlington | Solar | Net-Metering | 5.9 | Active | 4150800% |  | 2013
GMP | South Burlington | Solar | Net-Metering | 6.52 | Active | 4152700% |  | 2013
GMP | Norwich | Solar | Net-Metering | 3.8 | Active | 4152000% |  | 2013
GMP | East Montpelier | Solar | Net-Metering | 2.85 | Active | 4145000% |  | 2013
GMP | Huntington | Solar | Net-Metering | 9.31 | Active | 4149100% |  | 2013
GMP | Marshfield | Solar | Net-Metering | 11.4 | Active | 4155700% |  | 2013
GMP | Danville | Solar | Net-Metering | 5.7 | Active | 4144300% |  | 2013
GMP | Williamstown | Solar | Net-Metering | 5.04 | Active | 4142800% |  | 2013
GMP | Dummerston | Solar | Net-Metering | 4.99 | Active | 4147700% |  | 2013
GMP | Monkton | Solar | Net-Metering | 5.29 | Active | 4147700% |  | 2013
GMP | Norwich | Solar | Net-Metering | 3.8 | Active | 4143700% |  | 2013
GMP | Richmond | Solar | Net-Metering | 3.8 | Active | 4148400% |  | 2013
GMP | Williston | Solar | Net-Metering | 15 | Active | 4153500% |  | 2013
GMP | Colchester | Solar | Net-Metering | 4.66 | Active | 4154800% |  | 2013
GMP | Colchester | Solar | Net-Metering | 7.52 | Active | 4148500% |  | 2013
GMP | Charlotte | Solar | Net-Metering | 9.82 | Active | 4159300% |  | 2013
GMP | Colchester | Solar | Net-Metering | 9.06 | Active | 4149300% |  | 2013
GMP | Barre City | Solar | Net-Metering | 4.35 | Active | 4157600% |  | 2013
GMP | Washington | Solar | Net-Metering | 11.86 | Active | 4187300% |  | 2014
GMP | Waitsfield | Solar | Net-Metering | 6.52 | Active | 4150600% |  | 2013
GMP | Waterbury | Solar | Net-Metering | 5.24 | Active | 4150600% |  | 2013
GMP | Barre City | Solar | Net-Metering | 3.73 | Active | 4150800% |  | 2013
GMP | South Burlington | Solar | Net-Metering | 11.3 | Active | 4157700% |  | 2013
GMP | Winooski | Solar | Net-Metering | 3.11 | Active | 4150600% |  | 2013
GMP | Hartford | Solar | Net-Metering | 3.8 | Active | 4152900% |  | 2013
GMP | Norwich | Solar | Net-Metering | 3.8 | Active | 4150200% |  | 2013
GMP | Worcester | Solar | Net-Metering | 5.23 | Active | 4158400% |  | 2013
GMP | Waitsfield | Solar | Net-Metering | 10.87 | Active | 4157700% |  | 2013
GMP | Richmond | Solar | Net-Metering | 4.97 | Active | 4157900% |  | 2013
GMP | Marshfield | Solar | Net-Metering | 148.2 | Active | 4157500% |  | 2013
GMP | Hartford | Solar | Net-Metering | 9.5 | Active | 4150100% |  | 2013
GMP | East Montpelier | Solar | Net-Metering | 4.97 | Active | 4150600% |  | 2013
GMP | Colchester | Solar | Net-Metering | 6.21 | Active | 4157700% |  | 2013
GMP | Barre City | Solar | Net-Metering | 4.35 | Active | 4157600% |  | 2013
GMP | Marshfield | Solar | Net-Metering | 4.75 | Active | 4150900% |  | 2013
GMP | Norwich | Solar | Net-Metering | 9.06 | Active | 4149300% |  | 2013
GMP | Barre City | Solar | Net-Metering | 5.59 | Active | 4157600% |  | 2013
GMP | Barre Town | Solar | Net-Metering | 4.04 | Active | 4157600% |  | 2013
GMP | Montpelier | Solar | Net-Metering | 3.11 | Active | 4148100% |  | 2013
GMP | Waterbury | Solar | Net-Metering | 31.97 | Active | 4163500% |  | 2013
GMP | Berlin | Solar | Net-Metering | 5.59 | Active | 4156500% |  | 2013
GMP | Charlotte | Solar | Net-Metering | 14.59 | Active | 4156500% |  | 2013
GMP | Warren | Solar | Net-Metering | 6.42 | Active | 4153300% |  | 2013
GMP | Colchester | Solar | Net-Metering | 4.1 | Active | 4150500% |  | 2013
GMP | Essex Junction | Solar | Net-Metering | 4.97 | Active | 4157700% |  | 2013
GMP | South Burlington | Solar | Net-Metering | 3.73 | Active | 4152100% |  | 2013
GMP | Montpelier | Solar | Net-Metering | 6.56 | Active | 4154800% |  | 2013
GMP | Waltham | Solar | Net-Metering | 13.64 | Active | 4155600% |  | 2013
GMP | Essex Junction | Solar | Net-Metering | 5.59 | Active | 4156900% |  | 2013
GMP | Warren | Solar | Net-Metering | 4.97 | Active | 4155700% |  | 2013
GMP | Charlotte | Solar | Net-Metering | 8.39 | Active | 4157700% |  | 2013
GMP | South Burlington | Solar | Net-Metering | 4.97 | Active | 4156500% |  | 2013
GMP | Panton | Solar | Net-Metering | 4.35 | Active | 4156400% |  | 2013
GMP | Chester | Solar | Net-Metering | 4.04 | Active | 4149400% |  | 2013
GMP | Plainfield | Solar | Net-Metering | 3.73 | Active | 4153300% |  | 2013
GMP | Barre Town | Solar | Net-Metering | 4.97 | Active | 4154000% |  | 2013
GMP | Vergennes | Solar | Net-Metering | 11.49 | Active | 4156500% |  | 2013
GMP | Duxbury | Solar | Net-Metering | 149.11 | Active | 4161300% |  | 2013
GMP | Warren | Solar | Net-Metering | 9.5 | Active | 4156300% |  | 2013
GMP | Corinth | Solar | Net-Metering | 4.75 | Active | 4155700% |  | 2013
GMP | Essex Junction | Solar | Net-Metering | 3.11 | Active | 4154200% |  | 2013
GMP | Charlotte | Solar | Net-Metering | 6.5 | Active | 4165300% |  | 2014
GMP | Shelburne | Solar | Net-Metering | 5 | Active | 4154400% |  | 2013
GMP | Addison | Solar | Net-Metering | 15.73 | Active | 4161000% |  | 2013
GMP | East Montpelier | Solar | Net-Metering | 8.7 | Active | 4156500% |  | 2013
GMP | Montpelier | Solar | Net-Metering | 28.5 | Active | 4158600% |  | 2013
GMP | Waltham | Solar | Net-Metering | 9.06 | Active | 4152000% |  | 2013
GMP | Huntington | Solar | Net-Metering | 4.03 | Active | 4155500% |  | 2013
GMP | Richmond | Solar | Net-Metering | 5.04 | Active | 4155500% |  | 2013
GMP | Waterbury | Solar | Net-Metering | 7.46 | Active | 4153500% |  | 2013
GMP | Barre City | Solar | Net-Metering | 4.94 | Active | 4155700% |  | 2013
GMP | Woodstock | Solar | Net-Metering | 26.68 | Active | 4162400% |  | 2013
GMP | Essex Junction | Solar | Net-Metering | 6.21 | Active | 4156500% |  | 2013
GMP | Williston | Solar | Net-Metering | 3.11 | Active | 4156500% |  | 2013
GMP | Dummerston | Solar | Net-Metering | 7.13 | Active | 4155500% |  | 2013
GMP | Newbury | Solar | Net-Metering | 6.65 | Active | 4158200% |  | 2013
GMP | Waitsfield | Solar | Net-Metering | 6.04 | Active | 4155000% |  | 2013
GMP | Essex Junction | Solar | Net-Metering | 3.73 | Active | 4156500% |  | 2013
GMP | Richmond | Solar | Net-Metering | 9.58 | Active | 4155500% |  | 2013
GMP | Fayston | Solar | Net-Metering | 3.11 | Active | 4157700% |  | 2013
GMP | Essex | Solar | Net-Metering | 17.76 | Active | 4158500% |  | 2013
GMP | Shelburne | Solar | Net-Metering | 7.15 | Active | 4156500% |  | 2013
GMP | Panton | Solar | Net-Metering | 4.25 | Active | 4150800% |  | 2013
GMP | Lunenburg | Solar | Net-Metering | 9.07 | Active | 4157100% |  | 2013
GMP | East Montpelier | Hydro | Net-Metering | 107.2 | Active | 4104500% |  | 2012
GMP | Ferrisburgh | Solar | Net-Metering | 3.52 | Active | 4152900% |  | 2013
GMP | Rockingham | Solar | Net-Metering | 9.2 | Active | 4160300% |  | 2013
GMP | East Montpelier | Solar | Net-Metering | 5.7 | Active | 4156800% |  | 2013
GMP | Winooski | Solar | Net-Metering | 4.35 | Active | 4156300% |  | 2013
GMP | Rockingham | Solar | Net-Metering | 148.2 | Active | 4158300% |  | 2013
GMP | Essex Junction | Solar | Net-Metering | 3.73 | Active | 4156500% |  | 2013
GMP | Essex Junction | Solar | Net-Metering | 5.59 | Active | 4164700% |  | 2014
GMP | Charlotte | Solar | Net-Metering | 12.52 | Active | 4156500% |  | 2013
GMP | Colchester | Solar | Net-Metering | 4.35 | Active | 4154800% |  | 2013
GMP | Waterbury | Solar | Net-Metering | 5.59 | Active | 4156100% |  | 2013
GMP | Shelburne | Solar | Net-Metering | 28.7 | Active | 4179200% |  | 2014
GMP | Richmond | Solar | Net-Metering | 9.6 | Active | 4159600% |  | 2013
GMP | Marshfield | Solar | Net-Metering | 13 | Active | 4157800% |  | 2013
GMP | South Burlington | Solar | Net-Metering | 5.9 | Active | 4159000% |  | 2013
GMP | Montpelier | Solar | Net-Metering | 4.28 | Active | 4157900% |  | 2013
GMP | Vergennes | Solar | Net-Metering | 6.52 | Active | 4159200% |  | 2013
GMP | Marshfield | Solar | Net-Metering | 3.31 | Active | 4157100% |  | 2013
GMP | Chittenden | Solar | Net-Metering | 3.85 | Active | 4157000% |  | 2013
GMP | Norwich | Solar | Net-Metering | 5.7 | Active | 4153700% |  | 2013
GMP | West Fairlee | Solar | Net-Metering | 5.23 | Active | 4157600% |  | 2013
GMP | Wells | Solar | Net-Metering | 1.81 | Active | 4155500% |  | 2013
GMP | South Burlington | Solar | Net-Metering | 8.7 | Active | 4160300% |  | 2013
GMP | Weston | Solar | Net-Metering | 2.58 | Active | 4153300% |  | 2013
GMP | Williamstown | Solar | Net-Metering | 3.31 | Active | 4159100% |  | 2013
GMP | Middlebury | Solar | Net-Metering | 3.11 | Active | 4156800% |  | 2013
GMP | St. Albans City | Solar | Net-Metering | 4.4 | Active | 4157100% |  | 2013
GMP | Hinesburg | Solar | Net-Metering | 5.93 | Active | 4159300% |  | 2013
GMP | Jericho | Solar | Net-Metering | 3.58 | Active | 4159300% |  | 2013
GMP | Middlebury | Solar | Net-Metering | 7.46 | Active | 4157600% |  | 2013
GMP | St. Albans City | Solar | Net-Metering | 4.96 | Active | 4157000% |  | 2013
GMP | Manchester | Solar | Net-Metering | 7.55 | Active | 4168900% |  | 2014
GMP | Georgia | Solar | Net-Metering | 5.93 | Active | 4159900% |  | 2013
GMP | Charlotte | Solar | Net-Metering | 3.8 | Active | 4156200% |  | 2013
GMP | Ferrisburgh | Solar | Net-Metering | 9.23 | Active | 4159700% |  | 2013
GMP | Hartford | Solar | Net-Metering | 3.8 | Active | 4158400% |  | 2013
GMP | St. Albans City | Solar | Net-Metering | 8.52 | Active | 4153400% |  | 2013
GMP | Leicester | Solar | Net-Metering | 5.93 | Active | 4159000% |  | 2013
GMP | Addison | Solar | Net-Metering | 9.92 | Active | 4157900% |  | 2013
GMP | Colchester | Solar | Net-Metering | 14.59 | Active | 4166800% |  | 2014
GMP | Cornwall | Solar | Net-Metering | 4.58 | Active | 4166600% |  | 2014
GMP | Danville | Solar | Net-Metering | 4.75 | Active | 4161100% |  | 2013
GMP | St. Albans City | Solar | Net-Metering | 8.55 | Active | 4164200% |  | 2014
GMP | Middlebury | Solar | Net-Metering | 8.08 | Active | 4166100% |  | 2014
GMP | Starksboro | Solar | Net-Metering | 6.61 | Active | 4157700% |  | 2013
GMP | Fairfax | Solar | Net-Metering | 5.28 | Active | 4161700% |  | 2013
GMP | Norwich | Solar | Net-Metering | 3.8 | Active | 4155500% |  | 2013
GMP | Norwich | Solar | Net-Metering | 3.8 | Active | 4158400% |  | 2013
GMP | Essex Junction | Solar | Net-Metering | 150 | Active | 4188000% |  | 2014
GMP | Strafford | Solar | Net-Metering | 4.28 | Active | 4156300% |  | 2013
GMP | Shrewsbury | Solar | Net-Metering | 6.16 | Active | 4167700% |  | 2014
GMP | Strafford | Solar | Net-Metering | 5.13 | Active | 4156300% |  | 2013
GMP | Wallingford | Solar | Net-Metering | 3.8 | Active | 4166100% |  | 2014
GMP | Jericho | Solar | Net-Metering | 6.61 | Active | 4164100% |  | 2014
GMP | Ryegate | Solar | Net-Metering | 3.95 | Active | 4156400% |  | 2013
GMP | Strafford | Solar | Net-Metering | 6.8 | Active | 4165300% |  | 2014
GMP | Milton | Solar | Net-Metering | 9.32 | Active | 4164200% |  | 2014
GMP | Hartland | Solar | Net-Metering | 3.99 | Active | 4156200% |  | 2013
GMP | Weathersfield | Solar | Net-Metering | 2.85 | Active | 4170100% |  | 2014
GMP | Marlboro | Solar | Net-Metering | 3.95 | Active | 4164500% |  | 2014
GMP | Brattleboro | Solar | Net-Metering | 2.96 | Active | 4165200% |  | 2014
GMP | West Windsor | Solar | Net-Metering | 4.75 | Active | 4157100% |  | 2013
GMP | Braintree | Solar | Net-Metering | 8.55 | Active | 4164600% |  | 2014
GMP | West Windsor | Solar | Net-Metering | 8.55 | Active | 4019700% |  | 2010
GMP | West Windsor | Solar | Net-Metering | 2.14 | Active | 4156500% |  | 2013
GMP | Thetford | Solar | Net-Metering | 17.44 | Active | 4160000% |  | 2013
GMP | Weston | Solar | Net-Metering | 17.81 | Active | 4167700% |  | 2014
GMP | Dummerston | Solar | Net-Metering | 6.89 | Active | 4157500% |  | 2013
GMP | Williamstown | Solar | Net-Metering | 91.2 | Active | 4199200% |  | 2014
GMP | Bristol | Solar | Net-Metering | 4.53 | Active | 4156200% |  | 2013
GMP | Westford | Solar | Net-Metering | 3.08 | Active | 4164100% |  | 2014
GMP | Montpelier | Solar | Net-Metering | 4.04 | Active | 4162100% |  | 2013
GMP | Waterbury | Solar | Net-Metering | 9.09 | Active | 4162000% |  | 2013
GMP | Moretown | Solar | Net-Metering | 4.96 | Active | 4159600% |  | 2013
GMP | Waterbury | Solar | Net-Metering | 4.97 | Active | 4156800% |  | 2013
GMP | Montpelier | Solar | Net-Metering | 7.46 | Active | 4161400% |  | 2013
GMP | Georgia | Solar | Net-Metering | 4.35 | Active | 4161800% |  | 2013
GMP | Middlesex | Solar | Net-Metering | 11.18 | Active | 4161300% |  | 2013
GMP | Middlesex | Solar | Net-Metering | 7.46 | Active | 4156500% |  | 2013
GMP | Barre City | Solar | Net-Metering | 4.35 | Active | 4160500% |  | 2013
GMP | Middlebury | Solar | Net-Metering | 8.89 | Active | 4162500% |  | 2013
GMP | Guilford | Solar | Net-Metering | 5.59 | Active | 4164500% |  | 2014
GMP | Milton | Solar | Net-Metering | 5.23 | Active | 4157700% |  | 2013
GMP | Colchester | Solar | Net-Metering | 6.21 | Active | 4159300% |  | 2013
GMP | Dummerston | Solar | Net-Metering | 6.18 | Active | 4159100% |  | 2013
GMP | Westford | Solar | Net-Metering | 4.03 | Active | 4159800% |  | 2013
GMP | Halifax | Solar | Net-Metering | 9.26 | Active | 4167300% |  | 2014
GMP | Fayston | Solar | Net-Metering | 4.66 | Active | 4159800% |  | 2013
GMP | Essex Junction | Solar | Net-Metering | 4.97 | Active | 4156500% |  | 2013
GMP | Essex | Solar | Net-Metering | 6.06 | Active | 4159300% |  | 2013
GMP | Warren | Solar | Net-Metering | 3.58 | Active | 4157200% |  | 2013
GMP | Colchester | Solar | Net-Metering | 7.46 | Active | 4164400% |  | 2014
GMP | Ferrisburgh | Solar | Net-Metering | 3.78 | Active | 4157500% |  | 2013
GMP | Fairlee | Solar | Net-Metering | 8.55 | Active | 4157500% |  | 2013
GMP | Londonderry | Solar | Net-Metering | 8.55 | Active | 4160300% |  | 2013
GMP | Arlington | Solar | Net-Metering | 8.72 | Active | 4156300% |  | 2013
GMP | Arlington | Solar | Net-Metering | 0.97 | Active | 4175400% |  | 2014
GMP | Westminster | Solar | Net-Metering | 6 | Active | 4159700% |  | 2013
GMP | Guilford | Solar | Net-Metering | 3.86 | Active | 4164500% |  | 2014
GMP | New Haven | Solar | Net-Metering | 6.04 | Active | 4163500% |  | 2013
GMP | Middletown Springs | Solar | Net-Metering | 6.67 | Active | 4161300% |  | 2013
GMP | Tunbridge | Solar | Net-Metering | 21.2 | Active | 4163500% |  | 2013
GMP | Lincoln | Solar | Net-Metering | 4.66 | Active | 4158400% |  | 2013
GMP | Randolph | Solar | Net-Metering | 16.76 | Active | 4165300% |  | 2014
GMP | Bristol | Solar | Net-Metering | 7.87 | Active | 4164700% |  | 2014
GMP | Rutland City | Solar | Utility | 59.25 | Active | 4177900% |  | 2014
GMP | Pownal | Solar | Net-Metering | 9.45 | Active | 4161200% |  | 2013
GMP | Brattleboro | Solar | Net-Metering | 45.6 | Active | 4163900% |  | 2013
GMP | Sudbury | Solar | Net-Metering | 11.4 | Active | 4161700% |  | 2013
GMP | Shelburne | Solar | Net-Metering | 6.41 | Active | 4172500% |  | 2014
GMP | Hinesburg | Solar | Net-Metering | 6.38 | Active | 4159600% |  | 2013
GMP | Winooski | Solar | Net-Metering | 2.28 | Active | 4154700% |  | 2013
GMP | Hartford | Solar | Net-Metering | 8.89 | Active | 4154800% |  | 2013
GMP | Bristol | Solar | Net-Metering | 6 | Active | 4157900% |  | 2013
GMP | Sudbury | Solar | Net-Metering | 24.55 | Active | 4165200% |  | 2014
GMP | Marshfield | Solar | Net-Metering | 3.31 | Active | 4161300% |  | 2013
GMP | Barre Town | Solar | Net-Metering | 7.71 | Active | 4159800% |  | 2013
GMP | Windham | Solar | Net-Metering | 2.39 | Active | 4161900% |  | 2013
GMP | Dummerston | Solar | Net-Metering | 8.55 | Active | 4168200% |  | 2014
GMP | Ripton | Solar | Net-Metering | 5.13 | Active | 4158500% |  | 2013
GMP | West Haven | Solar | Net-Metering | 17.1 | Active | 4176000% |  | 2014
GMP | Bristol | Solar | Net-Metering | 9.8 | Active | 4159900% |  | 2013
GMP | Royalton | Solar | Net-Metering | 5.7 | Active | 4206900% |  | 2015
GMP | Rutland City | Solar | Net-Metering | 15.39 | Active | 4161700% |  | 2013
GMP | Washington | Solar | Net-Metering | 5.7 | Active | 4159300% |  | 2013
GMP | Pittsford | Solar | Net-Metering | 4.28 | Active | 4166100% |  | 2014
GMP | Brattleboro | Solar | Net-Metering | 4.75 | Active | 4175300% |  | 2014
GMP | Dummerston | Solar | Net-Metering | 4.75 | Active | 4167300% |  | 2014
GMP | Norwich | Solar | Net-Metering | 3.59 | Active | 4170900% |  | 2014
GMP | Peru | Solar | Net-Metering | 4.28 | Active | 4168800% |  | 2014
GMP | Brattleboro | Solar | Net-Metering | 6.18 | Active | 4169600% |  | 2014
GMP | Rochester | Solar | Net-Metering | 12.1 | Active | 4175200% |  | 2014
GMP | Springfield | Solar | Net-Metering | 149.15 | Active | 4182800% |  | 2014
GMP | Essex Junction | Solar | Net-Metering | 4.04 | Active | 4157900% |  | 2013
GMP | East Montpelier | Solar | Net-Metering | 9.92 | Active | 4160500% |  | 2013
GMP | Norwich | Solar | Net-Metering | 3.8 | Active | 4161700% |  | 2013
GMP | Thetford | Solar | Net-Metering | 3.8 | Active | 4164100% |  | 2014
GMP | Panton | Solar | Net-Metering | 14.6 | Active | 4164200% |  | 2014
GMP | Warren | Solar | Net-Metering | 6.52 | Active | 4159300% |  | 2013
GMP | Thetford | Solar | Net-Metering | 26.4 | Active | 4161700% |  | 2013
GMP | South Burlington | Solar | Net-Metering | 95.19 | Active | 4186200% |  | 2014
GMP | Norwich | Solar | Net-Metering | 7.13 | Active | 4162700% |  | 2013
GMP | South Burlington | Solar | Net-Metering | 38.48 | Active | 4163900% |  | 2013
GMP | Shoreham | Solar | Net-Metering | 12.12 | Active | 4161700% |  | 2013
GMP | Middlebury | Solar | Net-Metering | 4.96 | Active | 4157100% |  | 2013
GMP | Rutland City | Solar | Net-Metering | 11.4 | Active | 4174500% |  | 2014
GMP | Randolph | Solar | Net-Metering | 5.81 | Active | 4188400% |  | 2014
GMP | Sheldon | Solar | Net-Metering | 8.21 | Active | 4162800% |  | 2013
GMP | Weathersfield | Solar | Net-Metering | 3.6 | Active | 4162600% |  | 2013
GMP | UNDERHILL | Solar | Net-Metering | 3.8 | Active | 4164700% |  | 2014
GMP | Cambridge | Solar | Net-Metering | 3.65 | Active | 4159800% |  | 2013
GMP | Rutland City | Solar | Net-Metering | 144.69 | Active | 4169500% |  | 2014
GMP | Athens | Solar | Net-Metering | 10.94 | Active | 4162400% |  | 2013
GMP | DANVILLE | Solar | Net-Metering | 4.75 | Active | 4162000% |  | 2013
GMP | Townshend | Solar | Net-Metering | 11.4 | Active | 4176500% |  | 2014
GMP | Fairfax | Solar | Net-Metering | 3.31 | Active | 4160300% |  | 2013
GMP | Winooski | Solar | Net-Metering | 4.96 | Active | 4160000% |  | 2013
GMP | Essex Junction | Solar | Net-Metering | 3.11 | Active | 4159800% |  | 2013
GMP | Vergennes | Solar | Net-Metering | 5.59 | Active | 4162000% |  | 2013
GMP | Addison | Solar | Net-Metering | 9.92 | Active | 4164500% |  | 2014
GMP | New Haven | Solar | Net-Metering | 6.06 | Active | 4164200% |  | 2014
GMP | Underhill | Solar | Net-Metering | 3.31 | Active | 4160400% |  | 2013
GMP | New Haven | Solar | Net-Metering | 5.59 | Active | 4162000% |  | 2013
GMP | Leicester | Solar | Net-Metering | 11.4 | Active | 4167400% |  | 2014
GMP | Middlebury | Solar | Net-Metering | 4.96 | Active | 4165200% |  | 2014
GMP | Shoreham | Solar | Net-Metering | 6.06 | Active | 4168100% |  | 2014
GMP | Salisbury | Solar | Net-Metering | 4.41 | Active | 4161700% |  | 2013
GMP | Weybridge | Solar | Net-Metering | 3.73 | Active | 4162800% |  | 2013
GMP | Vergennes | Solar | Net-Metering | 6.61 | Active | 4164700% |  | 2014
GMP | Hinesburg | Solar | Net-Metering | 3.73 | Active | 4159600% |  | 2013
GMP | Cambridge | Solar | Net-Metering | 5.13 | Active | 4176800% |  | 2014
GMP | Bristol | Solar | Net-Metering | 2.76 | Active | 4161700% |  | 2013
GMP | Brattleboro | Solar | Net-Metering | 13.74 | Active | 4162400% |  | 2013
GMP | Orwell | Solar | Net-Metering | 148.2 | Active | 4194100% |  | 2014
GMP | Addison | Solar | Net-Metering | 148.2 | Active | 4188600% |  | 2014
GMP | Brookline | Solar | Net-Metering | 6.16 | Active | 4164500% |  | 2014
GMP | FAYSTON | Solar | Net-Metering | 4.75 | Active | 4162400% |  | 2013
GMP | Waterbury | Solar | Net-Metering | 1.98 | Active | 4160400% |  | 2013
GMP | Roxbury | Solar | Net-Metering | 5.7 | Active | 4161000% |  | 2013
GMP | NORWICH | Solar | Net-Metering | 8.8 | Active | 4161400% |  | 2013
GMP | Rutland City | Solar | Net-Metering | 9.26 | Active | 4162000% |  | 2013
GMP | NEW HAVEN | Solar | Net-Metering | 4.75 | Active | 4173800% |  | 2014
GMP | Townshend | Solar | Net-Metering | 130 | Active | 4194000% |  | 2014
GMP | Granville | Solar | Net-Metering | 7.6 | Active | 4161800% |  | 2013
GMP | Leicester | Solar | Net-Metering | 3.31 | Active | 4174400% |  | 2014
GMP | Williston | Solar | Net-Metering | 5.24 | Active | 4159600% |  | 2013
GMP | Milton | Solar | Net-Metering | 4.66 | Active | 4164200% |  | 2014
GMP | Ferrisburgh | Solar | Net-Metering | 4.56 | Active | 4162400% |  | 2013
GMP | Londonderry | Solar | Net-Metering | 6 | Active | 4160300% |  | 2013
GMP | Roxbury | Solar | Net-Metering | 3.73 | Active | 4161800% |  | 2013
GMP | Plainfield | Solar | Net-Metering | 6.84 | Active | 4163000% |  | 2013
GMP | Ripton | Solar | Net-Metering | 3.42 | Active | 4164500% |  | 2014
GMP | Barre City | Solar | Net-Metering | 5.51 | Active | 4161100% |  | 2013
GMP | New Haven | Solar | Net-Metering | 3.42 | Active | 4162800% |  | 2013
GMP | Montpelier | Solar | Net-Metering | 9.88 | Active | 4164100% |  | 2014
GMP | Jericho | Solar | Net-Metering | 2.27 | Active | 4159900% |  | 2013
GMP | Randolph | Solar | Net-Metering | 11.4 | Active | 4183100% |  | 2014
GMP | Barnard | Solar | Net-Metering | 5.59 | Active | 4156100% |  | 2013
GMP | Danby | Solar | Net-Metering | 7.18 | Active | 4170300% |  | 2014
GMP | Randolph | Solar | Net-Metering | 4.85 | Active | 4162700% |  | 2013
GMP | New Haven | Solar | Net-Metering | 4.62 | Active | 4163800% |  | 2013
GMP | Middlebury | Solar | Net-Metering | 6.21 | Active | 4162800% |  | 2013
GMP | Montpelier | Solar | Net-Metering | 4.56 | Active | 4161300% |  | 2013
GMP | Goshen | Solar | Net-Metering | 3.73 | Active | 4163900% |  | 2013
GMP | Waterbury | Solar | Net-Metering | 500 | Active | 4199000% |  | 2014
GMP | Waterbury | Solar | Net-Metering | 7.46 | Active | 4163500% |  | 2013
GMP | Barre City | Solar | Net-Metering | 500 | Active | 4199100% |  | 2014
GMP | Cambridge | Solar | Net-Metering | 6.84 | Active | 4165400% |  | 2014
GMP | Waltham | Solar | Net-Metering | 3.42 | Active | 4164700% |  | 2014
GMP | Middlebury | Solar | Net-Metering | 4.1 | Active | 4165300% |  | 2014
GMP | Barre City | Solar | Net-Metering | 2.76 | Active | 4159100% |  | 2013
GMP | Norwich | Solar | Net-Metering | 3.8 | Active | 4177800% |  | 2014
GMP | Strafford | Solar | Net-Metering | 4.75 | Active | 4166800% |  | 2014
GMP | Addison | Solar | Net-Metering | 2.85 | Active | 4168900% |  | 2014
GMP | Halifax | Solar | Net-Metering | 7.46 | Active | 4173600% |  | 2014
GMP | Hartford | Solar | Net-Metering | 8.55 | Active | 4164600% |  | 2014
GMP | Mount Holly | Solar | Net-Metering | 7.6 | Active | 4169000% |  | 2014
GMP | Waterbury | Solar | Net-Metering | 7.46 | Active | 4175300% |  | 2014
GMP | Charlotte | Solar | Net-Metering | 9.12 | Active | 4165600% |  | 2014
GMP | Sheldon | Solar | Net-Metering | 4.2 | Active | 4166200% |  | 2014
GMP | Orwell | Solar | Net-Metering | 3.42 | Active | 4165200% |  | 2014
GMP | St. Albans City | Solar | Net-Metering | 5 | Active | 4162000% |  | 2013
GMP | Warren | Solar | Net-Metering | 4.97 | Active | 4164900% |  | 2014
GMP | Dorset | Solar | Net-Metering | 6.52 | Active | 4168000% |  | 2014
GMP | Norwich | Solar | Net-Metering | 7.13 | Active | 4185200% |  | 2014
GMP | Waterford | Solar | Net-Metering | 7.7 | Active | 4172300% |  | 2014
GMP | Essex Junction | Solar | Net-Metering | 150 | Active | 4192200% |  | 2014
GMP | Cambridge | Solar | Net-Metering | 5.59 | Active | 4166200% |  | 2014
GMP | Fairfax | Solar | Net-Metering | 4.35 | Active | 4166200% |  | 2014
GMP | Fairfax | Solar | Net-Metering | 7.98 | Active | 4172400% |  | 2014
GMP | Addison | Solar | Net-Metering | 4.85 | Active | 4176500% |  | 2014
GMP | Castleton | Solar | Net-Metering | 6.52 | Active | 4167700% |  | 2014
GMP | Monkton | Solar | Net-Metering | 5.68 | Active | 4173300% |  | 2014
GMP | Middlebury | Solar | Net-Metering | 4.35 | Active | 4165200% |  | 2014
GMP | St. Albans City | Solar | Net-Metering | 4.97 | Active | 4165600% |  | 2014
GMP | Monkton | Solar | Net-Metering | 11 | Active | 4162600% |  | 2013
GMP | Danville | Solar | Net-Metering | 4.75 | Active | 4162000% |  | 2013
GMP | Montpelier | Solar | Net-Metering | 4.28 | Active | 4170800% |  | 2014
GMP | Putney | Solar | Net-Metering | 8.21 | Active | 4165400% |  | 2014
GMP | Charlotte | Solar | Net-Metering | 6.38 | Active | 4164700% |  | 2014
GMP | Jamaica | Solar | Net-Metering | 6.84 | Active | 4175200% |  | 2014
GMP | Windsor | Solar | Net-Metering | 9.73 | Active | 4165200% |  | 2014
GMP | Thetford | Solar | Net-Metering | 5.93 | Active | 4178200% |  | 2014
GMP | Rutland City | Solar | Utility | 9.84 | Active | 4173600% |  | 2014
GMP | Colchester | Solar | Net-Metering | 3.11 | Active | 4177200% |  | 2014
GMP | New Haven | Solar | Net-Metering | 7.46 | Active | 4191400% |  | 2014
GMP | Essex | Solar | Net-Metering | 5.7 | Active | 4174300% |  | 2014
GMP | Salisbury | Solar | Net-Metering | 5.7 | Active | 4168100% |  | 2014
GMP | Bristol | Solar | Net-Metering | 2.05 | Active | 4162000% |  | 2013
GMP | Brookfield | Solar | Net-Metering | 2.85 | Active | 4182200% |  | 2014
GMP | Brattleboro | Solar | Net-Metering | 7.13 | Active | 4165600% |  | 2014
GMP | Chester | Solar | Net-Metering | 2.85 | Active | 4161900% |  | 2013
GMP | Rockingham | Solar | Net-Metering | 7.84 | Active | 4166000% |  | 2014
GMP | Middlebury | Solar | Net-Metering | 6 | Active | 4162100% |  | 2013
GMP | Norwich | Solar | Net-Metering | 6 | Active | 4213100% |  | 2015
GMP | Colchester | Solar | Net-Metering | 12.32 | Active | 4191200% |  | 2014
GMP | Hartford | Solar | Net-Metering | 45.6 | Active | 4163800% |  | 2013
GMP | Williston | Solar | Net-Metering | 3.73 | Active | 4166200% |  | 2014
GMP | St. Albans City | Solar | Net-Metering | 4.56 | Active | 4166300% |  | 2014
GMP | Georgia | Solar | Net-Metering | 8.08 | Active | 4172300% |  | 2014
GMP | Charlotte | Solar | Net-Metering | 9.94 | Active | 4168000% |  | 2014
GMP | Vergennes | Solar | Net-Metering | 6 | Active | 4166700% |  | 2014
GMP | Royalton | Solar | Net-Metering | 23.85 | Active | 4170700% |  | 2014
GMP | Marlboro | Solar | Net-Metering | 4.62 | Active | 4173600% |  | 2014
GMP | Essex Junction | Solar | Net-Metering | 4.56 | Active | 4165600% |  | 2014
GMP | Danville | Solar | Net-Metering | 138.8 | Active | 4231200% |  | 2015
GMP | Middlebury | Solar | Net-Metering | 10.8 | Active | 4167700% |  | 2014
GMP | Georgia | Solar | Net-Metering | 10.26 | Active | 4176700% |  | 2014
GMP | Vergennes | Solar | Net-Metering | 5.23 | Active | 4166000% |  | 2014
GMP | Danville | Solar | Net-Metering | 5.7 | Active | 4175300% |  | 2014
GMP | New Haven | Solar | Net-Metering | 3.99 | Active | 4165400% |  | 2014
GMP | Addison | Solar | Net-Metering | 6.27 | Active | 4167000% |  | 2014
GMP | St. Albans City | Solar | Net-Metering | 7.46 | Active | 4177400% |  | 2014
GMP | Plainfield | Solar | Net-Metering | 7.7 | Active | 4166200% |  | 2014
GMP | Roxbury | Solar | Net-Metering | 6.21 | Active | 4168100% |  | 2014
GMP | Marshfield | Solar | Net-Metering | 5.64 | Active | 4164100% |  | 2014
GMP | St. Johnsbury | Solar | Net-Metering | 495.9 | Active | 4194000% |  | 2014
GMP | Fairfax | Solar | Net-Metering | 9.88 | Active | 4180000% |  | 2014
GMP | Ripton | Solar | Net-Metering | 3.99 | Active | 4166600% |  | 2014
GMP | Lincoln | Solar | Net-Metering | 2.85 | Active | 4171500% |  | 2014
GMP | Vergennes | Solar | Net-Metering | 11.12 | Active | 4171500% |  | 2014
GMP | Grafton | Solar | Net-Metering | 5.7 | Active | 4164800% |  | 2014
GMP | Middlebury | Solar | Net-Metering | 4.96 | Active | 4169800% |  | 2014
GMP | Brandon | Solar | Net-Metering | 7.32 | Active | 4176800% |  | 2014
GMP | Charlotte | Solar | Net-Metering | 5.7 | Active | 4164700% |  | 2014
GMP | Charlotte | Solar | Net-Metering | 4.75 | Active | 4164600% |  | 2014
GMP | Chester | Solar | Net-Metering | 3.95 | Active | 4168100% |  | 2014
GMP | Fayston | Solar | Net-Metering | 7.7 | Active | 4170800% |  | 2014
GMP | Plymouth | Solar | Net-Metering | 5.93 | Active | 4184200% |  | 2014
GMP | Cornwall | Solar | Net-Metering | 2.57 | Active | 4168700% |  | 2014
GMP | Rutland City | Solar | Net-Metering | 8.4 | Active | 4170500% |  | 2014
GMP | Rochester | Solar | Net-Metering | 6 | Active | 4181600% |  | 2014
GMP | Lincoln | Solar | Net-Metering | 3.73 | Active | 4167700% |  | 2014
GMP | Mendon | Solar | Net-Metering | 12.5 | Active | 4207300% |  | 2015
GMP | Williston | Solar | Net-Metering | 5 | Active | 4169400% |  | 2014
GMP | St. Albans City | Solar | Net-Metering | 3.73 | Active | 4178000% |  | 2014
GMP | South Burlington | Solar | Net-Metering | 2.85 | Active | 4168100% |  | 2014
GMP | Barre Town | Solar | Net-Metering | 5.9 | Active | 4167700% |  | 2014
GMP | Essex Junction | Solar | Net-Metering | 10.25 | Active | 4173000% |  | 2014
GMP | Norwich | Solar | Net-Metering | 6 | Active | 4177300% |  | 2014
GMP | Westminster | Solar | Net-Metering | 500 | Active | 4198800% |  | 2014
GMP | St. Albans City | Solar | Net-Metering | 3.08 | Active | 4174400% |  | 2014
GMP | Milton | Solar | Net-Metering | 7.45 | Active | 4175800% |  | 2014
GMP | Charlotte | Solar | Net-Metering | 84 | Active | 4199500% |  | 2014
GMP | Vernon | Solar | Net-Metering | 12.83 | Active | 4177100% |  | 2014
GMP | Ferrisburgh | Solar | Net-Metering | 6.84 | Active | 4175900% |  | 2014
GMP | Vergennes | Solar | Net-Metering | 5.7 | Active | 4169100% |  | 2014
GMP | Bridport | Solar | Net-Metering | 8.36 | Active | 4178000% |  | 2014
GMP | Montpelier | Solar | Net-Metering | 4.28 | Active | 4169600% |  | 2014
GMP | Thetford | Solar | Net-Metering | 5.23 | Active | 4180600% |  | 2014
GMP | Charlotte | Solar | Net-Metering | 5.7 | Active | 4166800% |  | 2014
GMP | St. Albans City | Solar | Net-Metering | 5 | Active | 4177300% |  | 2014
GMP | Shelburne | Solar | Net-Metering | 6.52 | Active | 4169600% |  | 2014
GMP | Montpelier | Solar | Net-Metering | 4.04 | Active | 4168900% |  | 2014
GMP | Brookfield | Solar | Net-Metering | 11.4 | Active | 4177400% |  | 2014
GMP | Warren | Solar | Net-Metering | 4.35 | Active | 4170900% |  | 2014
GMP | Bristol | Solar | Net-Metering | 3.42 | Active | 4169800% |  | 2014
GMP | Westminster | Solar | Net-Metering | 3.33 | Active | 4175200% |  | 2014
GMP | Rutland City | Solar | Net-Metering | 5.75 | Active | 4172200% |  | 2014
GMP | Weathersfield | Solar | Net-Metering | 8.55 | Active | 4169600% |  | 2014
GMP | Colchester | Solar | Net-Metering | 4.66 | Active | 4169600% |  | 2014
GMP | East Montpelier | Solar | Net-Metering | 3.42 | Active | 4177500% |  | 2014
GMP | Norwich | Solar | Net-Metering | 11.7 | Active | 4173600% |  | 2014
GMP | Pittsford | Solar | Net-Metering | 5.76 | Active | 4170900% |  | 2014
GMP | Weybridge | Solar | Net-Metering | 6.67 | Active | 4173900% |  | 2014
GMP | Starksboro | Solar | Net-Metering | 14.74 | Active | 4183600% |  | 2014
GMP | Warren | Solar | Net-Metering | 9.32 | Active | 4170400% |  | 2014
GMP | Essex Junction | Solar | Net-Metering | 9.41 | Active | 4169000% |  | 2014
GMP | Bristol | Solar | Net-Metering | 4.04 | Active | 4171500% |  | 2014
GMP | Starksboro | Solar | Net-Metering | 3.42 | Active | 4177800% |  | 2014
GMP | Barre City | Solar | Net-Metering | 6.27 | Active | 4169800% |  | 2014
GMP | Fairfax | Solar | Net-Metering | 4.56 | Active | 4169800% |  | 2014
GMP | Windsor | Solar | Net-Metering | 495.9 | Active | 4196300% |  | 2014
GMP | Waterbury | Solar | Net-Metering | 4.97 | Active | 4170400% |  | 2014
GMP | Essex Junction | Solar | Net-Metering | 5.59 | Active | 4171100% |  | 2014
GMP | Shelburne | Solar | Net-Metering | 5.7 | Active | 4176600% |  | 2014
GMP | Milton | Solar | Net-Metering | 4.97 | Active | 4171900% |  | 2014
GMP | Newbury | Solar | Net-Metering | 3.59 | Active | 4186200% |  | 2014
GMP | Barre City | Solar | Net-Metering | 7.13 | Active | 4171900% |  | 2014
GMP | Northfield | Solar | Net-Metering | 4.28 | Active | 4173600% |  | 2014
GMP | Sharon | Solar | Net-Metering | 9.5 | Active | 4173900% |  | 2014
GMP | Colchester | Solar | Net-Metering | 4.97 | Active | 4171600% |  | 2014
GMP | Huntington | Solar | Net-Metering | 7.85 | Active | 4169500% |  | 2014
GMP | Jericho | Solar | Net-Metering | 6.84 | Active | 4179900% |  | 2014
GMP | Ferrisburgh | Solar | Net-Metering | 3.42 | Active | 4178200% |  | 2014
GMP | Northfield | Solar | Net-Metering | 3.42 | Active | 4177900% |  | 2014
GMP | Charlotte | Solar | Net-Metering | 3.11 | Active | 4172200% |  | 2014
GMP | Cornwall | Solar | Net-Metering | 9.41 | Active | 4173600% |  | 2014
GMP | Shrewsbury | Solar | Net-Metering | 5.7 | Active | 4175700% |  | 2014
GMP | Mendon | Solar | Net-Metering | 8.36 | Active | 4187200% |  | 2014
GMP | Berlin | Solar | Net-Metering | 5.7 | Active | 4169600% |  | 2014
GMP | Milton | Solar | Net-Metering | 5.28 | Active | 4172200% |  | 2014
GMP | Barre City | Solar | Net-Metering | 5.59 | Active | 4171700% |  | 2014
GMP | Waitsfield | Solar | Net-Metering | 5.7 | Active | 4178100% |  | 2014
GMP | Georgia | Solar | Net-Metering | 6.27 | Active | 4175400% |  | 2014
GMP | Georgia | Solar | Net-Metering | 10.26 | Active | 4176800% |  | 2014
GMP | Rutland City | Solar | Net-Metering | 3.14 | Active | 4172200% |  | 2014
GMP | Castleton | Solar | Net-Metering | 38.38 | Active | 4177900% |  | 2014
GMP | Roxbury | Solar | Net-Metering | 8.55 | Active | 4181300% |  | 2014
GMP | Westford | Solar | Net-Metering | 5.75 | Active | 4188500% |  | 2014
GMP | Colchester | Solar | Net-Metering | 5.58 | Active | 4172900% |  | 2014
GMP | Lincoln | Solar | Net-Metering | 8.36 | Active | 4174500% |  | 2014
GMP | Fairfax | Solar | Net-Metering | 6.84 | Active | 4174000% |  | 2014
GMP | Shelburne | Solar | Net-Metering | 13.05 | Active | 4174700% |  | 2014
GMP | Marshfield | Solar | Net-Metering | 3.73 | Active | 4182200% |  | 2014
GMP | Richmond | Solar | Net-Metering | 6.84 | Active | 4179500% |  | 2014
GMP | Essex | Solar | Net-Metering | 8.73 | Active | 4172500% |  | 2014
GMP | Jericho | Solar | Net-Metering | 4.66 | Active | 4173900% |  | 2014
GMP | Brattleboro | Solar | Net-Metering | 5.59 | Active | 4176000% |  | 2014
GMP | Jamaica | Solar | Net-Metering | 1.25 | Active | 4175200% |  | 2014
GMP | Colchester | Solar | Net-Metering | 2.85 | Active | 4173100% |  | 2014
GMP | Middlebury | Solar | Net-Metering | 6.84 | Active | 4179000% |  | 2014
GMP | Georgia | Solar | Net-Metering | 5.28 | Active | 4181300% |  | 2014
GMP | Rutland City | Solar | Net-Metering | 6.01 | Active | 4176600% |  | 2014
GMP | Ferrisburgh | Solar | Net-Metering | 5.7 | Active | 4173600% |  | 2014
GMP | Bethel | Solar | Net-Metering | 5.13 | Active | 4173800% |  | 2014
GMP | Middlebury | Solar | Net-Metering | 5.7 | Active | 4176100% |  | 2014
GMP | Fairfax | Solar | Net-Metering | 4.56 | Active | 4174500% |  | 2014
GMP | Grafton | Solar | Net-Metering | 6.89 | Active | 4171600% |  | 2014
GMP | South Burlington | Solar | Net-Metering | 3.95 | Active | 4177200% |  | 2014
GMP | Essex | Solar | Net-Metering | 5.25 | Active | 4175200% |  | 2014
GMP | Bennington | Solar | Net-Metering | 5.29 | Active | 4185500% |  | 2014
GMP | Huntington | Solar | Net-Metering | 4.56 | Active | 4173700% |  | 2014
GMP | Swanton | Solar | Net-Metering | 3.99 | Active | 4175300% |  | 2014
GMP | Charlotte | Solar | Net-Metering | 7.84 | Active | 4182800% |  | 2014
GMP | Milton | Solar | Net-Metering | 7.83 | Active | 4178900% |  | 2014
GMP | Jericho | Solar | Net-Metering | 3.42 | Active | 4175100% |  | 2014
GMP | St. Johnsbury | Solar | Net-Metering | 5.7 | Active | 4190600% |  | 2014
GMP | Essex Junction | Bio | Net-Metering | 150 | Active | 4192200% |  | 2014
GMP | Bennington | Solar | Net-Metering | 11.98 | Active | 4173900% |  | 2014
GMP | Bennington | Solar | Net-Metering | 4.28 | Active | 4174400% |  | 2014
GMP | Marshfield | Solar | Net-Metering | 6.41 | Active | 4175700% |  | 2014
GMP | Colchester | Solar | Net-Metering | 4.28 | Active | 4175000% |  | 2014
GMP | Chittenden | Solar | Net-Metering | 3 | Active | 4172400% |  | 2014
GMP | Newfane | Solar | Net-Metering | 5.23 | Active | 4177900% |  | 2014
GMP | South Burlington | Solar | Net-Metering | 3.42 | Active | 4175700% |  | 2014
GMP | Vergennes | Solar | Net-Metering | 6.84 | Active | 4174700% |  | 2014
GMP | Poultney | Solar | Net-Metering | 6 | Active | 4192900% |  | 2014
GMP | Cornwall | Solar | Net-Metering | 6.84 | Active | 4179300% |  | 2014
GMP | Leicester | Solar | Net-Metering | 5.59 | Active | 4175900% |  | 2014
GMP | Sharon | Solar | Net-Metering | 5.93 | Active | 4177800% |  | 2014
GMP | Waterford | Solar | Net-Metering | 5.7 | Active | 4178200% |  | 2014
GMP | Milton | Solar | Net-Metering | 11.51 | Active | 4138700% |  | 2013
GMP | Strafford | Solar | Net-Metering | 3.33 | Active | 4175400% |  | 2014
GMP | Vergennes | Solar | Net-Metering | 5.49 | Active | 4180800% |  | 2014
GMP | Springfield | Solar | Net-Metering | 13.91 | Active | 4179400% |  | 2014
GMP | Addison | Solar | Net-Metering | 9.69 | Active | 4176800% |  | 2014
GMP | Charlotte | Solar | Net-Metering | 2.85 | Active | 4179900% |  | 2014
GMP | Ferrisburgh | Solar | Net-Metering | 3.42 | Active | 4176100% |  | 2014
GMP | Guilford | Solar | Net-Metering | 11.32 | Active | 4177900% |  | 2014
GMP | Randolph | Solar | Net-Metering | 2.85 | Active | 4185700% |  | 2014
GMP | Colchester | Solar | Net-Metering | 9.39 | Active | 4177300% |  | 2014
GMP | Randolph | Solar | Net-Metering | 102.6 | Active | 4182800% |  | 2014
GMP | New Haven | Solar | Net-Metering | 7.32 | Active | 4180700% |  | 2014
GMP | Ferrisburgh | Solar | Net-Metering | 3.42 | Active | 4179200% |  | 2014
GMP | Bristol | Solar | Net-Metering | 9.41 | Active | 4182000% |  | 2014
GMP | Randolph | Solar | Net-Metering | 144 | Active | 4179300% |  | 2014
GMP | New Haven | Solar | Net-Metering | 150 | Active | 4185800% |  | 2014
GMP | Bristol | Solar | Net-Metering | 3 | Active | 4178800% |  | 2014
GMP | Milton | Solar | Net-Metering | 11 | Active | 4178600% |  | 2014
GMP | Townshend | Solar | Net-Metering | 2.85 | Active | 4173500% |  | 2014
GMP | Bristol | Solar | Net-Metering | 498 | Active | 4195500% |  | 2014
GMP | Strafford | Solar | Net-Metering | 3.63 | Active | 4175400% |  | 2014
GMP | Strafford | Solar | Net-Metering | 3.33 | Active | 4179400% |  | 2014
GMP | Washington | Solar | Net-Metering | 5.7 | Active | 4185100% |  | 2014
GMP | Ferrisburgh | Solar | Net-Metering | 4.18 | Active | 4179600% |  | 2014
GMP | Colchester | Solar | Net-Metering | 10.8 | Active | 4175800% |  | 2014
GMP | Cornwall | Solar | Net-Metering | 7 | Active | 4176100% |  | 2014
GMP | St. Albans City | Solar | Net-Metering | 3.8 | Active | 4177100% |  | 2014
GMP | Strafford | Solar | Net-Metering | 5.7 | Active | 4173900% |  | 2014
GMP | Middlebury | Solar | Net-Metering | 5.7 | Active | 4180300% |  | 2014
GMP | Middlebury | Solar | Net-Metering | 5.5 | Active | 4177800% |  | 2014
GMP | Colchester | Solar | Net-Metering | 4 | Active | 4176800% |  | 2014
GMP | Bridport | Solar | Net-Metering | 6 | Active | 4176800% |  | 2014
GMP | Marlboro | Solar | Net-Metering | 6 | Active | 4182800% |  | 2014
GMP | Woodstock | Solar | Net-Metering | 4.26 | Active | 4179400% |  | 2014
GMP | St. Albans City | Solar | Net-Metering | 4 | Active | 4176400% |  | 2014
GMP | Thetford | Solar | Net-Metering | 6 | Active | 4178000% |  | 2014
GMP | Winooski | Solar | Net-Metering | 3.6 | Active | 4177800% |  | 2014
GMP | Huntington | Solar | Net-Metering | 8.8 | Active | 4177400% |  | 2014
GMP | Essex | Solar | Net-Metering | 11 | Active | 4180000% |  | 2014
GMP | Bristol | Solar | Net-Metering | 11 | Active | 4184900% |  | 2014
GMP | Waterford | Solar | Net-Metering | 4.75 | Active | 4184300% |  | 2014
GMP | Shelburne | Solar | Net-Metering | 6 | Active | 4177400% |  | 2014
GMP | Peacham | Solar | Net-Metering | 7.84 | Active | 4182900% |  | 2014
GMP | Starksboro | Solar | Net-Metering | 6.27 | Active | 4180800% |  | 2014
GMP | Starksboro | Solar | Net-Metering | 6.25 | Active | 4179400% |  | 2014
GMP | Brandon | Solar | Net-Metering | 1.72 | Active | 4184200% |  | 2014
GMP | South Burlington | Battery >= 20 KW | Other | 1500 | Active | 4182200% |  | 2014
GMP | Hartland | Solar | Net-Metering | 3.8 | Active | 4182900% |  | 2014
GMP | Plainfield | Solar | Net-Metering | 7.5 | Active | 4177100% |  | 2014
GMP | Royalton | Solar | Net-Metering | 3.8 | Active | 4178600% |  | 2014
GMP | Bradford | Solar | Net-Metering | 4.75 | Active | 4175400% |  | 2014
GMP | Colchester | Solar | Net-Metering | 7 | Active | 4185800% |  | 2014
GMP | Ferrisburgh | Solar | Net-Metering | 4 | Active | 4177200% |  | 2014
GMP | Charlotte | Solar | Net-Metering | 13 | Active | 4178600% |  | 2014
GMP | Thetford | Solar | Net-Metering | 3.8 | Active | 4179400% |  | 2014
GMP | Norwich | Solar | Net-Metering | 10 | Active | 4177800% |  | 2014
GMP | Castleton | Solar | Net-Metering | 5.7 | Active | 4137600% |  | 2013
GMP | Thetford | Solar | Net-Metering | 3.8 | Active | 4179400% |  | 2014
GMP | West Windsor | Solar | Net-Metering | 13.3 | Active | 4179400% |  | 2014
GMP | Fairfax | Solar | Net-Metering | 5 | Active | 4178600% |  | 2014
GMP | St. Albans City | Solar | Net-Metering | 5 | Active | 4179200% |  | 2014
GMP | Strafford | Solar | Net-Metering | 3.8 | Active | 4179400% |  | 2014
GMP | Thetford | Solar | Net-Metering | 5 | Active | 4180900% |  | 2014
GMP | Fairfax | Solar | Net-Metering | 6.38 | Active | 4178100% |  | 2014
GMP | Windham | Solar | Net-Metering | 6.79 | Active | 4185200% |  | 2014
GMP | Shelburne | Solar | Net-Metering | 11.4 | Active | 4182800% |  | 2014
GMP | Guilford | Solar | Net-Metering | 5.7 | Active | 4182800% |  | 2014
GMP | Manchester | Solar | Net-Metering | 6.45 | Active | 4180600% |  | 2014
GMP | Shaftsbury | Solar | Net-Metering | 7.6 | Active | 4178600% |  | 2014
GMP | Colchester | Solar | Net-Metering | 7.6 | Active | 4180900% |  | 2014
GMP | Montpelier | Solar | Net-Metering | 2.8 | Active | 4176500% |  | 2014
GMP | Bennington | Solar | Net-Metering | 4.28 | Active | 4178600% |  | 2014
GMP | Bennington | Solar | Net-Metering | 5.81 | Active | 4179100% |  | 2014
GMP | Bennington | Solar | Net-Metering | 2.58 | Active | 4179000% |  | 2014
GMP | Montpelier | Solar | Net-Metering | 4.96 | Active | 4185800% |  | 2014
GMP | Thetford | Solar | Net-Metering | 5 | Active | 4177900% |  | 2014
GMP | Milton | Solar | Net-Metering | 5 | Active | 4182200% |  | 2014
GMP | Ferrisburgh | Solar | Net-Metering | 10 | Active | 4180300% |  | 2014
GMP | St. Albans City | Solar | Net-Metering | 10 | Active | 4180300% |  | 2014
GMP | St. Albans City | Solar | Net-Metering | 7.8 | Active | 4179300% |  | 2014
GMP | Montpelier | Solar | Net-Metering | 5 | Active | 4177500% |  | 2014
GMP | Bristol | Solar | Net-Metering | 5 | Active | 4178700% |  | 2014
GMP | Thetford | Solar | Net-Metering | 6 | Active | 4178800% |  | 2014
GMP | Middlebury | Solar | Net-Metering | 10 | Active | 4182800% |  | 2014
GMP | Strafford | Solar | Net-Metering | 3.8 | Active | 4179400% |  | 2014
GMP | Middlebury | Solar | Net-Metering | 90 | Active | 4184500% |  | 2014
GMP | Warren | Solar | Net-Metering | 150 | Active | 4198800% |  | 2014
GMP | Waitsfield | Solar | Net-Metering | 86 | Active | 4196900% |  | 2014
GMP | Winhall | Solar | PPA | 2160 | Active | 4241900% |  | 2016
GMP | New Haven | Solar | Net-Metering | 6.84 | Active | 4176500% |  | 2014
GMP | Thetford | Solar | Net-Metering | 4 | Active | 4178800% |  | 2014
GMP | Thetford | Solar | Net-Metering | 6 | Active | 4185700% |  | 2014
GMP | Brookfield | Solar | Net-Metering | 5.7 | Active | 4186600% |  | 2014
GMP | Essex Junction | Solar | Net-Metering | 13.5 | Active | 4179600% |  | 2014
GMP | Marshfield | Solar | Net-Metering | 3.8 | Active | 4182300% |  | 2014
GMP | Middlebury | Solar | Net-Metering | 5 | Active | 4180000% |  | 2014
GMP | Dorset | Solar | Net-Metering | 8.88 | Active | 4178800% |  | 2014
GMP | St. Albans City | Solar | Net-Metering | 4.56 | Active | 4179400% |  | 2014
GMP | Charlotte | Solar | Net-Metering | 7 | Active | 4180000% |  | 2014
GMP | Westford | Solar | Net-Metering | 10.26 | Active | 4180100% |  | 2014
GMP | shaftsbury | Solar | Net-Metering | 225 | Active | 4192800% |  | 2014
GMP | Winhall | Solar | Net-Metering | 5.81 | Active | 4182800% |  | 2014
GMP | Addison | Solar | Net-Metering | 5 | Active | 4182100% |  | 2014
GMP | Strafford | Solar | Net-Metering | 3.8 | Active | 4189800% |  | 2014
GMP | Chester | Solar | Net-Metering | 4.26 | Active | 4177200% |  | 2014
GMP | Thetford | Solar | Net-Metering | 3.8 | Active | 4192100% |  | 2014
GMP | Fletcher | Solar | Net-Metering | 9 | Active | 4182800% |  | 2014
GMP | Grafton | Solar | Net-Metering | 6 | Active | 4181500% |  | 2014
GMP | Poultney | Solar | Net-Metering | 4 | Active | 4180200% |  | 2014
GMP | Shaftsbury | Solar | Net-Metering | 10 | Active | 4185100% |  | 2014
GMP | Weathersfield | Solar | Net-Metering | 2.66 | Active | 4177300% |  | 2014
GMP | Milton | Solar | Net-Metering | 6 | Active | 4177300% |  | 2014
GMP | Norwich | Solar | Net-Metering | 5.16 | Active | 4187800% |  | 2014
GMP | West Rutland | Solar | Net-Metering | 8.8 | Active | 4177400% |  | 2014
GMP | Shrewsbury | Solar | Net-Metering | 8.25 | Active | 4181500% |  | 2014
GMP | Colchester | Solar | Net-Metering | 5 | Active | 4186200% |  | 2014
GMP | South Burlington | Solar | Net-Metering | 5.9 | Active | 4177400% |  | 2014
GMP | Bradford | Solar | Net-Metering | 10 | Active | 4184100% |  | 2014
GMP | Ferrisburgh | Solar | Net-Metering | 6 | Active | 4184200% |  | 2014
GMP | Waltham | Solar | Net-Metering | 150 | Active | 4189200% |  | 2014
GMP | Middlesex | Solar | Net-Metering | 7.6 | Active | 4184100% |  | 2014
GMP | Bennington | Solar | Net-Metering | 95 | Active | 4189400% |  | 2014
GMP | Underhill | Solar | Net-Metering | 7.46 | Active | 4182700% |  | 2014
GMP | Mount Holly | Solar | Net-Metering | 9.58 | Active | 4186000% |  | 2014
GMP | Norwich | Solar | Net-Metering | 9.8 | Active | 4183000% |  | 2014
GMP | Ferrisburgh | Solar | Net-Metering | 150 | Active | 4200300% |  | 2014
GMP | Rockingham | Solar | Net-Metering | 4.18 | Active | 4185600% |  | 2014
GMP | Colchester | Solar | Net-Metering | 6.38 | Active | 4178800% |  | 2014
GMP | Swanton | Solar | Net-Metering | 6.38 | Active | 4178800% |  | 2014
GMP | Richmond | Solar | Net-Metering | 5 | Active | 4182200% |  | 2014
GMP | South Burlington | Solar | Net-Metering | 10 | Active | 4183400% |  | 2014
GMP | Huntington | Solar | Net-Metering | 4 | Active | 4184200% |  | 2014
GMP | South Burlington | Solar | Net-Metering | 7.2 | Active | 4181600% |  | 2014
GMP | Norwich | Solar | Net-Metering | 3.63 | Active | 4178700% |  | 2014
GMP | Sharon | Solar | Net-Metering | 8 | Active | 4179400% |  | 2014
GMP | Ripton | Solar | Net-Metering | 12.3 | Active | 4192100% |  | 2014
GMP | Barre City | Solar | Net-Metering | 7 | Active | 4180200% |  | 2014
GMP | Tunbridge | Solar | Net-Metering | 7 | Active | 4178700% |  | 2014
GMP | Thetford | Solar | Net-Metering | 5 | Active | 4181400% |  | 2014
GMP | Thetford | Solar | Net-Metering | 3.8 | Active | 4178700% |  | 2014
GMP | Thetford | Solar | Net-Metering | 5 | Active | 4180000% |  | 2014
GMP | Salisbury | Solar | Net-Metering | 5 | Active | 4180800% |  | 2014
GMP | Hancock | Solar | Net-Metering | 5 | Active | 4180800% |  | 2014
GMP | Strafford | Solar | Net-Metering | 4 | Active | 4184200% |  | 2014
GMP | Montpelier | Solar | Net-Metering | 11 | Active | 4190500% |  | 2014
GMP | Colchester | Solar | Net-Metering | 6 | Active | 4178900% |  | 2014
GMP | Randolph | Solar | Net-Metering | 5 | Active | 4179200% |  | 2014
GMP | Shelburne | Solar | Net-Metering | 5 | Active | 4183400% |  | 2014
GMP | Ferrisburgh | Solar | Net-Metering | 11 | Active | 4184400% |  | 2014
GMP | Winooski | Solar | Net-Metering | 3.8 | Active | 4180900% |  | 2014
GMP | Fairfax | Solar | Net-Metering | 7.68 | Active | 4179200% |  | 2014
GMP | Vergennes | Solar | Net-Metering | 6 | Active | 4181400% |  | 2014
GMP | Cabot | Solar | Net-Metering | 7 | Active | 4182700% |  | 2014
GMP | Thetford | Solar | Net-Metering | 5 | Active | 4179200% |  | 2014
GMP | Newbury | Solar | Net-Metering | 9 | Active | 4187900% |  | 2014
GMP | Westford | Solar | Net-Metering | 6 | Active | 4178900% |  | 2014
GMP | Corinth | Solar | Net-Metering | 7 | Active | 4183500% |  | 2014
GMP | Waterbury | Solar | Net-Metering | 10 | Active | 4182000% |  | 2014
GMP | Waitsfield | Solar | Net-Metering | 5 | Active | 4182700% |  | 2014
GMP | Brattleboro | Solar | Net-Metering | 2.8 | Active | 4187100% |  | 2014
GMP | Brattleboro | Solar | Net-Metering | 6 | Active | 4179200% |  | 2014
GMP | Sharon | Solar | Net-Metering | 3.8 | Active | 4190100% |  | 2014
GMP | Shelburne | Solar | Net-Metering | 9.41 | Active | 4189200% |  | 2014
GMP | St. Albans City | Solar | Net-Metering | 7.25 | Active | 4178800% |  | 2014
GMP | Barnet | Solar | Net-Metering | 14.95 | Active | 4185000% |  | 2014
GMP | Thetford | Solar | Net-Metering | 7 | Active | 4179000% |  | 2014
GMP | Londonderry | Solar | Net-Metering | 1 | Active | 4179200% |  | 2014
GMP | Norwich | Solar | Net-Metering | 3.75 | Active | 4179400% |  | 2014
GMP | Dummerston | Solar | Net-Metering | 8 | Active | 4179400% |  | 2014
GMP | Orwell | Solar | Net-Metering | 9.12 | Active | 4179400% |  | 2014
GMP | St. Johnsbury | Solar | Net-Metering | 3.75 | Active | 4181500% |  | 2014
GMP | Williston | Solar | Net-Metering | 30 | Active | 4186200% |  | 2014
GMP | Swanton | Solar | Net-Metering | 3 | Active | 4179400% |  | 2014
GMP | Middlebury | Solar | Net-Metering | 150 | Active | 4192800% |  | 2014
GMP | Leicester | Solar | Net-Metering | 5 | Active | 4179400% |  | 2014
GMP | New Haven | Solar | Net-Metering | 5 | Active | 4179400% |  | 2014
GMP | Benson | Solar | Net-Metering | 9 | Active | 4179400% |  | 2014
GMP | Norwich | Solar | Net-Metering | 9.8 | Active | 4193600% |  | 2014
GMP | Waterbury | Solar | Net-Metering | 7 | Active | 4188400% |  | 2014
GMP | Georgia | Solar | Net-Metering | 11.3 | Active | 4179900% |  | 2014
GMP | Salisbury | Solar | Net-Metering | 6 | Active | 4179600% |  | 2014
GMP | Hinesburg | Solar | Net-Metering | 3.8 | Active | 4182300% |  | 2014
GMP | Williston | Solar | Net-Metering | 22 | Active | 4199900% |  | 2014
GMP | Hinesburg | Solar | Net-Metering | 6 | Active | 4180800% |  | 2014
GMP | Essex | Solar | Net-Metering | 50 | Active | 4186200% |  | 2014
GMP | Middlebury | Solar | Net-Metering | 7 | Active | 4183500% |  | 2014
GMP | Royalton | Solar | Net-Metering | 11.4 | Active | 4209000% |  | 2015
GMP | Barre City | Solar | Net-Metering | 15.69 | Active | 4187200% |  | 2014
GMP | Windsor | Solar | Net-Metering | 3.8 | Active | 4180000% |  | 2014
GMP | Woodstock | Solar | Net-Metering | 7 | Active | 4180100% |  | 2014
GMP | Barre City | Solar | Net-Metering | 6.8 | Active | 4184800% |  | 2014
GMP | Putney | Solar | Net-Metering | 60 | Active | 4199200% |  | 2014
GMP | South Burlington | Solar | Net-Metering | 4.5 | Active | 4182700% |  | 2014
GMP | Bennington | Solar | Net-Metering | 7.5 | Active | 4183500% |  | 2014
GMP | Bradford | Solar | Net-Metering | 7 | Active | 4180100% |  | 2014
GMP | Strafford | Solar | Net-Metering | 4 | Active | 4184200% |  | 2014
GMP | Stockbridge | Solar | Net-Metering | 6.27 | Active | 4184500% |  | 2014
GMP | Waterbury | Solar | Net-Metering | 6 | Active | 4183000% |  | 2014
GMP | Woodstock | Solar | Net-Metering | 6.5 | Active | 4180000% |  | 2014
GMP | Milton | Solar | Net-Metering | 72 | Active | 4189700% |  | 2014
GMP | Braintree | Solar | Net-Metering | 7.5 | Active | 4180200% |  | 2014
GMP | Salisbury | Solar | Net-Metering | 6 | Active | 4180200% |  | 2014
GMP | Thetford | Solar | Net-Metering | 10 | Active | 4182000% |  | 2014
GMP | Bennington | Solar | Net-Metering | 5.5 | Active | 4180300% |  | 2014
GMP | Thetford | Solar | Net-Metering | 3.8 | Active | 4180200% |  | 2014
GMP | Shrewsbury | Solar | Net-Metering | 7.98 | Active | 4180200% |  | 2014
GMP | Addison | Solar | Net-Metering | 10 | Active | 4180200% |  | 2014
GMP | Bridport | Solar | Net-Metering | 7.7 | Active | 4180300% |  | 2014
GMP | Newbury | Solar | Net-Metering | 5.7 | Active | 4180600% |  | 2014
GMP | Pittsford | Solar | Net-Metering | 497.6 | Active | 4231400% |  | 2015
GMP | Danville | Solar | Net-Metering | 6 | Active | 4183500% |  | 2014
GMP | Berlin | Solar | Net-Metering | 4.18 | Active | 4186900% |  | 2014
GMP | Sunderland | Solar | Net-Metering | 4.28 | Active | 4180300% |  | 2014
GMP | Hartford | Solar | Net-Metering | 8 | Active | 4180300% |  | 2014
GMP | Thetford | Solar | Net-Metering | 3.8 | Active | 4188100% |  | 2014
GMP | Charlotte | Solar | Net-Metering | 11 | Active | 4191400% |  | 2014
GMP | Thetford | Solar | Net-Metering | 5 | Active | 4180600% |  | 2014
GMP | Montpelier | Solar | Net-Metering | 5 | Active | 4182200% |  | 2014
GMP | Fletcher | Solar | Net-Metering | 5 | Active | 4180600% |  | 2014
GMP | Lincoln | Solar | Net-Metering | 3.5 | Active | 4183500% |  | 2014
GMP | Pawlet | Solar | Net-Metering | 8 | Active | 4180700% |  | 2014
GMP | Salisbury | Solar | Net-Metering | 9 | Active | 4180700% |  | 2014
GMP | Benson | Solar | Net-Metering | 150 | Active | 4200200% |  | 2014
GMP | Shrewsbury | Solar | Net-Metering | 11.4 | Active | 4180700% |  | 2014
GMP | Reading | Solar | Net-Metering | 9 | Active | 4211600% |  | 2015
GMP | Strafford | Solar | Net-Metering | 2.15 | Active | 4181000% |  | 2014
GMP | Thetford | Solar | Net-Metering | 8 | Active | 4180800% |  | 2014
GMP | Thetford | Solar | Net-Metering | 7 | Active | 4180800% |  | 2014
GMP | Shaftsbury | Solar | Net-Metering | 7.5 | Active | 4180900% |  | 2014
GMP | Bennington | Solar | Net-Metering | 2.5 | Active | 4181600% |  | 2014
GMP | Londonderry | Solar | Net-Metering | 5.25 | Active | 4182000% |  | 2014
GMP | Guildhall | Solar | Net-Metering | 15.2 | Active | 4181500% |  | 2014
GMP | Thetford | Solar | Net-Metering | 3.8 | Active | 4212500% |  | 2015
GMP | Vergennes | Solar | Net-Metering | 11 | Active | 4197500% |  | 2014
GMP | Colchester | Solar | Net-Metering | 5 | Active | 4184300% |  | 2014
GMP | Fairfax | Solar | Net-Metering | 7 | Active | 4181500% |  | 2014
GMP | Weybridge | Solar | Net-Metering | 4 | Active | 4181400% |  | 2014
GMP | Huntington | Solar | Net-Metering | 3.8 | Active | 4184400% |  | 2014
GMP | Brookline | Solar | Net-Metering | 6.88 | Active | 4181400% |  | 2014
GMP | Addison | Solar | Net-Metering | 5 | Active | 4184800% |  | 2014
GMP | Worcester | Solar | Net-Metering | 7 | Active | 4184800% |  | 2014
GMP | New Haven | Solar | Net-Metering | 9 | Active | 4181400% |  | 2014
GMP | Colchester | Solar | Net-Metering | 11.4 | Active | 4184200% |  | 2014
GMP | Tinmouth | Solar | Net-Metering | 4.5 | Active | 4181400% |  | 2014
GMP | Thetford | Solar | Net-Metering | 6 | Active | 4181400% |  | 2014
GMP | Thetford | Solar | Net-Metering | 5 | Active | 4181400% |  | 2014
GMP | Cabot | Solar | Net-Metering | 7.84 | Active | 4187600% |  | 2014
GMP | Hartford | Solar | Net-Metering | 6.27 | Active | 4187900% |  | 2014
GMP | Charlotte | Solar | Net-Metering | 7.32 | Active | 4190800% |  | 2014
GMP | Thetford | Solar | Net-Metering | 3.8 | Active | 4181500% |  | 2014
GMP | Chester | Solar | Net-Metering | 5.7 | Active | 4181500% |  | 2014
GMP | Thetford | Solar | Net-Metering | 6.6 | Active | 4187900% |  | 2014
GMP | Chester | Solar | Net-Metering | 500 | Active | 4224000% |  | 2015
GMP | Williamstown | Solar | Net-Metering | 500 | Active | 4219900% |  | 2015
GMP | Thetford | Solar | Net-Metering | 12 | Active | 4181600% |  | 2014
GMP | Thetford | Solar | Net-Metering | 3.8 | Active | 4201100% |  | 2015
GMP | Stockbridge | Solar | Net-Metering | 11.4 | Active | 4181600% |  | 2014
GMP | Norwich | Solar | Net-Metering | 3.8 | Active | 4215700% |  | 2015
GMP | Wallingford | Solar | Net-Metering | 9.58 | Active | 4181600% |  | 2014
GMP | Middlebury | Solar | Net-Metering | 5 | Active | 4185100% |  | 2014
GMP | Thetford | Solar | Net-Metering | 3.8 | Active | 4196200% |  | 2014
GMP | Thetford | Solar | Net-Metering | 3.8 | Active | 4182200% |  | 2014
GMP | Thetford | Solar | Net-Metering | 3.8 | Active | 4182200% |  | 2014
GMP | Monkton | Solar | Net-Metering | 3.84 | Active | 4191900% |  | 2014
GMP | Thetford | Solar | Net-Metering | 5 | Active | 4182200% |  | 2014
GMP | Norwich | Solar | Net-Metering | 7.6 | Active | 4194100% |  | 2014
GMP | Thetford | Solar | Net-Metering | 15 | Active | 4188600% |  | 2014
GMP | Chittenden | Solar | Net-Metering | 6 | Active | 4182200% |  | 2014
GMP | Rutland City | Solar | Net-Metering | 5.05 | Active | 4182200% |  | 2014
GMP | Mount Holly | Solar | Net-Metering | 6.38 | Active | 4182200% |  | 2014
GMP | Shrewsbury | Solar | Net-Metering | 7.13 | Active | 4182700% |  | 2014
GMP | Barre City | Solar | Net-Metering | 25.25 | Active | 4197800% |  | 2014
GMP | Royalton | Solar | Net-Metering | 497.6 | Active | 4225800% |  | 2015
GMP | Brattleboro | Solar | Net-Metering | 150 | Active | 4192000% |  | 2014
GMP | Rutland City | Solar | Net-Metering | 4.26 | Active | 4197600% |  | 2014
GMP | West Rutland | Solar | Net-Metering | 8.08 | Active | 4182300% |  | 2014
GMP | Rutland Town | Solar | Net-Metering | 7.45 | Active | 4182700% |  | 2014
GMP | Rutland City | Solar | Net-Metering | 5.32 | Active | 4182300% |  | 2014
GMP | Wallingford | Solar | Net-Metering | 3.84 | Active | 4186200% |  | 2014
GMP | Rochester | Solar | Net-Metering | 4.75 | Active | 4182300% |  | 2014
GMP | Rutland City | Solar | Net-Metering | 5.05 | Active | 4193600% |  | 2014
GMP | Strafford | Solar | Net-Metering | 91.2 | Active | 4215200% |  | 2015
GMP | Hartford | Solar | Net-Metering | 5 | Active | 4182300% |  | 2014
GMP | Wallingford | Solar | Net-Metering | 20 | Active | 4191300% |  | 2014
GMP | Rutland City | Solar | Net-Metering | 3.46 | Active | 4182300% |  | 2014
GMP | Cornwall | Solar | Net-Metering | 7 | Active | 4183000% |  | 2014
GMP | Middlebury | Solar | Net-Metering | 4 | Active | 4183100% |  | 2014
GMP | Barre City | Solar | Net-Metering | 10 | Active | 4185900% |  | 2014
GMP | Charlotte | Solar | Net-Metering | 4 | Active | 4188500% |  | 2014
GMP | Hartford | Solar | Net-Metering | 5 | Active | 4185000% |  | 2014
GMP | Addison | Solar | Net-Metering | 7.68 | Active | 4183000% |  | 2014
GMP | Bristol | Solar | Net-Metering | 3 | Active | 4183000% |  | 2014
GMP | Shoreham | Solar | Net-Metering | 5 | Active | 4183000% |  | 2014
GMP | Randolph | Solar | Net-Metering | 6 | Active | 4183000% |  | 2014
GMP | Charlotte | Solar | Net-Metering | 4 | Active | 4188500% |  | 2014
GMP | Cornwall | Solar | Net-Metering | 6.27 | Active | 4182800% |  | 2014
GMP | South Burlington | Solar | Net-Metering | 6 | Active | 4185800% |  | 2014
GMP | South Burlington | Solar | Net-Metering | 5 | Active | 4185800% |  | 2014
GMP | Waterbury | Solar | Net-Metering | 6 | Active | 4184800% |  | 2014
GMP | Waitsfield | Solar | Net-Metering | 5 | Active | 4184800% |  | 2014
GMP | Waterbury | Solar | Net-Metering | 3 | Active | 4185600% |  | 2014
GMP | Fairfax | Solar | Net-Metering | 5 | Active | 4183100% |  | 2014
GMP | Mount Holly | Solar | Net-Metering | 7.71 | Active | 4182900% |  | 2014
GMP | Vergennes | Solar | Net-Metering | 10 | Active | 4192600% |  | 2014
GMP | South Burlington | Solar | Net-Metering | 3.8 | Active | 4184200% |  | 2014
GMP | Ferrisburgh | Solar | Net-Metering | 7.6 | Active | 4192100% |  | 2014
GMP | Chittenden | Solar | Net-Metering | 7.45 | Active | 4192900% |  | 2014
GMP | Mount Holly | Solar | Net-Metering | 3.19 | Active | 4183000% |  | 2014
GMP | Mendon | Solar | Net-Metering | 4.26 | Active | 4183700% |  | 2014
GMP | Thetford | Solar | Net-Metering | 3.8 | Active | 4191300% |  | 2014
GMP | Rutland City | Solar | Net-Metering | 4.26 | Active | 4182900% |  | 2014
GMP | Shrewsbury | Solar | Net-Metering | 5.7 | Active | 4193300% |  | 2014
GMP | Poultney | Solar | Net-Metering | 2.13 | Active | 4183000% |  | 2014
GMP | Thetford | Solar | Net-Metering | 7.5 | Active | 4183000% |  | 2014
GMP | Rutland City | Solar | Net-Metering | 9.98 | Active | 4196200% |  | 2014
GMP | Shelburne | Solar | Net-Metering | 12 | Active | 4189900% |  | 2014
GMP | Berlin | Solar | Net-Metering | 6 | Active | 4185100% |  | 2014
GMP | Colchester | Solar | Net-Metering | 4 | Active | 4185200% |  | 2014
GMP | Middlebury | Solar | Net-Metering | 3.8 | Active | 4183500% |  | 2014
GMP | Windsor | Solar | Net-Metering | 5.08 | Active | 4187800% |  | 2014
GMP | Montpelier | Solar | Net-Metering | 6 | Active | 4188500% |  | 2014
GMP | Bennington | Solar | Net-Metering | 15 | Active | 4183500% |  | 2014
GMP | Bennington | Solar | Net-Metering | 7 | Active | 4183500% |  | 2014
GMP | Halifax | Solar | Net-Metering | 5 | Active | 4183500% |  | 2014
GMP | Middlebury | Solar | Net-Metering | 6 | Active | 4183100% |  | 2014
GMP | Hinesburg | Solar | Net-Metering | 7 | Active | 4183400% |  | 2014
GMP | Rutland City | Solar | Net-Metering | 7 | Active | 4194600% |  | 2014
GMP | Essex | Solar | Net-Metering | 150 | Active | 4212500% |  | 2015
GMP | St. Albans City | Solar | Net-Metering | 494 | Active | 4197800% |  | 2014
GMP | Marshfield | Solar | Net-Metering | 4.7 | Active | 4189000% |  | 2014
GMP | Weathersfield | Solar | Net-Metering | 3.5 | Active | 4183500% |  | 2014
GMP | Norwich | Solar | Net-Metering | 3.8 | Active | 4200400% |  | 2014
GMP | South Burlington | Solar | Net-Metering | 7.5 | Active | 4187100% |  | 2014
GMP | Weybridge | Solar | Net-Metering | 6 | Active | 4189200% |  | 2014
GMP | Essex Junction | Solar | Net-Metering | 5 | Active | 4185600% |  | 2014
GMP | Panton | Solar | Net-Metering | 5 | Active | 4187100% |  | 2014
GMP | Granville | Solar | Net-Metering | 7 | Active | 4183700% |  | 2014
GMP | Hartland | Solar | Net-Metering | 4 | Active | 4183700% |  | 2014
GMP | Bethel | Solar | Net-Metering | 11 | Active | 4183700% |  | 2014
GMP | Middlebury | Solar | Net-Metering | 13.5 | Active | 4160300% |  | 2013
GMP | Cambridge | Solar | Net-Metering | 6 | Active | 4183800% |  | 2014
GMP | Bridport | Solar | Net-Metering | 5.16 | Active | 4183700% |  | 2014
GMP | Strafford | Solar | Net-Metering | 5.78 | Active | 4192600% |  | 2014
GMP | Rutland Town | Solar | Net-Metering | 6.38 | Active | 4190500% |  | 2014
GMP | Bristol | Solar | Net-Metering | 5.25 | Active | 4184100% |  | 2014
GMP | Pawlet | Solar | Net-Metering | 150 | Active | 4199100% |  | 2014
GMP | Essex Junction | Solar | Net-Metering | 5 | Active | 4184800% |  | 2014
GMP | Royalton | Solar | Net-Metering | 3.8 | Active | 4184800% |  | 2014
GMP | Randolph | Solar | Net-Metering | 5 | Active | 4184800% |  | 2014
GMP | Shelburne | Solar | Net-Metering | 7 | Active | 4187900% |  | 2014
GMP | Shelburne | Solar | Net-Metering | 14 | Active | 4196200% |  | 2014
GMP | St. Johnsbury | Solar | Net-Metering | 5.23 | Active | 4196400% |  | 2014
GMP | Chester | Solar | Net-Metering | 6.72 | Active | 4195700% |  | 2014
GMP | Strafford | Solar | Net-Metering | 3.8 | Active | 4184800% |  | 2014
GMP | Charlotte | Solar | Net-Metering | 16 | Active | 4187600% |  | 2014
GMP | Danville | Solar | Net-Metering | 2.87 | Active | 4184800% |  | 2014
GMP | St. Johnsbury | Solar | Net-Metering | 5.23 | Active | 4184800% |  | 2014
GMP | Fairlee | Solar | Net-Metering | 5.5 | Active | 4184800% |  | 2014
GMP | Fairfax | Solar | Net-Metering | 5.75 | Active | 4184800% |  | 2014
GMP | Danville | Solar | Net-Metering | 3.66 | Active | 4191100% |  | 2014
GMP | Newbury | Solar | Net-Metering | 5.23 | Active | 4188400% |  | 2014
GMP | Rutland City | Solar | Net-Metering | 3.09 | Active | 4184800% |  | 2014
GMP | Plymouth | Solar | Net-Metering | 3 | Active | 4192000% |  | 2014
GMP | Weathersfield | Solar | Net-Metering | 2 | Active | 4184800% |  | 2014
GMP | Chester | Solar | Net-Metering | 9.4 | Active | 4136100% |  | 2013
GMP | Newbury | Solar | Net-Metering | 7 | Active | 4189100% |  | 2014
GMP | Barnard | Solar | Net-Metering | 6 | Active | 4184900% |  | 2014
GMP | St. Albans City | Solar | Net-Metering | 6 | Active | 4184900% |  | 2014
GMP | Milton | Solar | Net-Metering | 6 | Active | 4184900% |  | 2014
GMP | St. Albans City | Solar | Net-Metering | 6.9 | Active | 4189100% |  | 2014
GMP | Shrewsbury | Solar | Net-Metering | 4.5 | Active | 4184900% |  | 2014
GMP | Panton | Solar | Net-Metering | 8.4 | Active | 4184900% |  | 2014
GMP | Waterbury | Solar | Net-Metering | 22 | Active | 4192900% |  | 2014
GMP | Underhill | Solar | Net-Metering | 6 | Active | 4185900% |  | 2014
GMP | Plymouth | Solar | Net-Metering | 4 | Active | 4185000% |  | 2014
GMP | Proctor | Solar | Net-Metering | 63 | Active | 4208100% |  | 2015
GMP | Shoreham | Solar | Net-Metering | 7 | Active | 4185100% |  | 2014
GMP | New Haven | Solar | Net-Metering | 6 | Active | 4185200% |  | 2014
GMP | Ferrisburgh | Solar | Net-Metering | 3 | Active | 4190500% |  | 2014
GMP | New Haven | Solar | Net-Metering | 150 | Active | 4199200% |  | 2014
GMP | South Burlington | Solar | Net-Metering | 3.8 | Active | 4187300% |  | 2014
GMP | Waltham | Solar | Net-Metering | 150 | Active | 4194000% |  | 2014
GMP | Poultney | Solar | Net-Metering | 8.64 | Active | 4198900% |  | 2014
GMP | Brandon | Solar | Net-Metering | 9 | Active | 4203800% |  | 2015
GMP | Royalton | Solar | Net-Metering | 12.4 | Active | 4136200% |  | 2013
GMP | Williston | Solar | Net-Metering | 300 | Active | 4189900% |  | 2014
GMP | Norwich | Solar | Net-Metering | 7.6 | Active | 4192600% |  | 2014
GMP | Readsboro | Solar | Net-Metering | 4 | Active | 4189000% |  | 2014
GMP | Middlebury | Solar | Net-Metering | 5 | Active | 4185700% |  | 2014
GMP | Sharon | Solar | Net-Metering | 7 | Active | 4185700% |  | 2014
GMP | Windsor | Solar | Net-Metering | 6 | Active | 4185700% |  | 2014
GMP | Shoreham | Solar | Net-Metering | 5 | Active | 4185700% |  | 2014
GMP | Randolph | Solar | Net-Metering | 3.8 | Active | 4185700% |  | 2014
GMP | Milton | Solar | Net-Metering | 5 | Active | 4191300% |  | 2014
GMP | Richmond | Solar | Net-Metering | 9 | Active | 4192700% |  | 2014
GMP | Thetford | Solar | Net-Metering | 7 | Active | 4185700% |  | 2014
GMP | New Haven | Solar | Net-Metering | 143 | Active | 4199100% |  | 2014
GMP | Putney | Solar | Net-Metering | 3 | Active | 4186200% |  | 2014
GMP | Tunbridge | Solar | Net-Metering | 10 | Active | 4185900% |  | 2014
GMP | Huntington | Solar | Net-Metering | 9.8 | Active | 4190400% |  | 2014
GMP | Middlebury | Solar | Net-Metering | 3.8 | Active | 4186200% |  | 2014
GMP | Orwell | Solar | Net-Metering | 7 | Active | 4198800% |  | 2014
GMP | Ferrisburgh | Solar | Net-Metering | 6.5 | Active | 4188700% |  | 2014
GMP | Shoreham | Solar | Net-Metering | 6 | Active | 4186300% |  | 2014
GMP | Waterbury | Solar | Net-Metering | 5 | Active | 4190100% |  | 2014
GMP | Richmond | Solar | Net-Metering | 3 | Active | 4188500% |  | 2014
GMP | Clarendon | Solar | Net-Metering | 5 | Active | 4186200% |  | 2014
GMP | Braintree | Solar | Net-Metering | 4 | Active | 4186200% |  | 2014
GMP | Strafford | Solar | Net-Metering | 5 | Active | 4189300% |  | 2014
GMP | Thetford | Solar | Net-Metering | 5 | Active | 4185900% |  | 2014
GMP | Thetford | Solar | Net-Metering | 3.8 | Active | 4185900% |  | 2014
GMP | Jericho | Solar | Net-Metering | 5 | Active | 4189900% |  | 2014
GMP | Bakersfield | Solar | Net-Metering | 6 | Active | 4186300% |  | 2014
GMP | Williston | Solar | Net-Metering | 13.8 | Active | 4189100% |  | 2014
GMP | Strafford | Solar | Net-Metering | 7.5 | Active | 4186200% |  | 2014
GMP | Jericho | Solar | Net-Metering | 8 | Active | 4186300% |  | 2014
GMP | Strafford | Solar | Net-Metering | 6 | Active | 4192700% |  | 2014
GMP | Shoreham | Solar | Net-Metering | 5.6 | Active | 4186200% |  | 2014
GMP | Braintree | Solar | Net-Metering | 4 | Active | 4186200% |  | 2014
GMP | Windsor | Solar | Net-Metering | 6 | Active | 4186200% |  | 2014
GMP | Thetford | Solar | Net-Metering | 5 | Active | 4186300% |  | 2014
GMP | Brattleboro | Solar | Net-Metering | 3.44 | Active | 4191800% |  | 2014
GMP | Berlin | Solar | Net-Metering | 7.5 | Active | 4193400% |  | 2014
GMP | Whiting | Solar | Net-Metering | 150 | Active | 4200200% |  | 2014
GMP | Jericho | Solar | Net-Metering | 150 | Active | 4199500% |  | 2014
GMP | Jericho | Solar | Net-Metering | 6 | Active | 4192200% |  | 2014
GMP | Jericho | Solar | Net-Metering | 15 | Active | 4192200% |  | 2014
GMP | Essex Junction | Solar | Net-Metering | 5 | Active | 4191900% |  | 2014
GMP | Westminster | Solar | Net-Metering | 384 | Active | 4226300% |  | 2015
GMP | Barre City | Solar | Net-Metering | 6 | Active | 4191200% |  | 2014
GMP | Ferrisburgh | Solar | Net-Metering | 5 | Active | 4191800% |  | 2014
GMP | Cornwall | Solar | Net-Metering | 11 | Active | 4187900% |  | 2014
GMP | Williston | Solar | Net-Metering | 6 | Active | 4189100% |  | 2014
GMP | Thetford | Solar | Net-Metering | 6 | Active | 4187300% |  | 2014
GMP | Essex | Solar | Net-Metering | 6 | Active | 4191400% |  | 2014
GMP | Hartland | Solar | Net-Metering | 5 | Active | 4187900% |  | 2014
GMP | Middlebury | Solar | Net-Metering | 6 | Active | 4187900% |  | 2014
GMP | Woodstock | Solar | Net-Metering | 7.6 | Active | 4203800% |  | 2015
GMP | Hartford | Solar | Net-Metering | 7 | Active | 4187900% |  | 2014
GMP | Berlin | Solar | Net-Metering | 10.8 | Active | 4194100% |  | 2014
GMP | Montpelier | Solar | Net-Metering | 6 | Active | 4194000% |  | 2014
GMP | Tunbridge | Solar | Net-Metering | 7 | Active | 4187900% |  | 2014
GMP | Mount Holly | Solar | Net-Metering | 8 | Active | 4188000% |  | 2014
GMP | Moretown | Solar | Net-Metering | 7.6 | Active | 4191200% |  | 2014
GMP | Middlesex | Solar | Net-Metering | 6 | Active | 4194100% |  | 2014
GMP | Middlebury | Solar | Net-Metering | 4 | Active | 4188000% |  | 2014
GMP | Randolph | Solar | Net-Metering | 3.8 | Active | 4188000% |  | 2014
GMP | Sharon | Solar | Net-Metering | 7 | Active | 4188000% |  | 2014
GMP | Waterbury | Solar | Net-Metering | 5 | Active | 4188500% |  | 2014
GMP | West Fairlee | Solar | Net-Metering | 7 | Active | 4196900% |  | 2014
GMP | Fairfield | Solar | Net-Metering | 6 | Active | 4188000% |  | 2014
GMP | Waterbury | Solar | Net-Metering | 3.01 | Active | 4191800% |  | 2014
GMP | Bennington | Solar | Net-Metering | 7.1 | Active | 4194700% |  | 2014
GMP | Lincoln | Solar | Net-Metering | 5 | Active | 4187100% |  | 2014
GMP | Granville | Solar | Net-Metering | 7 | Active | 4187900% |  | 2014
GMP | Newbury | Solar | Net-Metering | 4.59 | Active | 4214300% |  | 2015
GMP | Middletown Springs | Solar | Net-Metering | 7.8 | Active | 4188000% |  | 2014
GMP | Shaftsbury | Solar | Net-Metering | 8.25 | Active | 4188000% |  | 2014
GMP | Ferrisburgh | Solar | Net-Metering | 4.3 | Active | 4191800% |  | 2014
GMP | Rockingham | Solar | Net-Metering | 11.4 | Active | 4194700% |  | 2014
GMP | Cavendish | Solar | Net-Metering | 21.4 | Active | 4188000% |  | 2014
GMP | Groton | Solar | Net-Metering | 150 | Active | 4199000% |  | 2014
GMP | Thetford | Solar | Net-Metering | 120 | Active | 4200400% |  | 2014
GMP | Waterford | Solar | Net-Metering | 8.36 | Active | 4202400% |  | 2015
GMP | Putney | Solar | Net-Metering | 8.81 | Active | 4193900% |  | 2014
GMP | Milton | Solar | Net-Metering | 6 | Active | 4191200% |  | 2014
GMP | Hartford | Solar | Net-Metering | 3 | Active | 4192900% |  | 2014
GMP | Ludlow | Solar | Net-Metering | 7 | Active | 4188400% |  | 2014
GMP | South Burlington | Solar | Net-Metering | 3 | Active | 4204700% |  | 2015
GMP | Swanton | Solar | Net-Metering | 5.25 | Active | 4195000% |  | 2014
GMP | Cavendish | Solar | Net-Metering | 11.46 | Active | 4187100% |  | 2014
GMP | Swanton | Solar | Net-Metering | 7 | Active | 4188700% |  | 2014
GMP | Starksboro | Solar | Net-Metering | 8 | Active | 4192800% |  | 2014
GMP | Newbury | Solar | Net-Metering | 9 | Active | 4199000% |  | 2014
GMP | Danby | Solar | Net-Metering | 3.8 | Active | 4188700% |  | 2014
GMP | Hartland | Solar | Net-Metering | 7 | Active | 4188700% |  | 2014
GMP | Barre City | Solar | Net-Metering | 5 | Active | 4192100% |  | 2014
GMP | Hartford | Solar | Net-Metering | 8 | Active | 4188700% |  | 2014
GMP | Salisbury | Solar | Net-Metering | 150 | Active | 4200200% |  | 2014
GMP | Shoreham | Solar | Net-Metering | 150 | Active | 4199200% |  | 2014
GMP | Colchester | Solar | Net-Metering | 150 | Active | 4200400% |  | 2014
GMP | Ferrisburgh | Solar | Net-Metering | 5.59 | Active | 4197600% |  | 2014
GMP | Milton | Solar | Net-Metering | 6.45 | Active | 4189300% |  | 2014
GMP | Weybridge | Solar | Net-Metering | 4.73 | Active | 4188700% |  | 2014
GMP | Hartland | Solar | Net-Metering | 3.8 | Active | 4189000% |  | 2014
GMP | South Burlington | Solar | Net-Metering | 8 | Active | 4193600% |  | 2014
GMP | Westford | Solar | Net-Metering | 7 | Active | 4194900% |  | 2014
GMP | Hartland | Solar | Net-Metering | 4 | Active | 4189000% |  | 2014
GMP | Lincoln | Solar | Net-Metering | 8 | Active | 4201700% |  | 2015
GMP | Shoreham | Solar | Net-Metering | 5 | Active | 4189000% |  | 2014
GMP | South Burlington | Solar | Net-Metering | 14 | Active | 4192100% |  | 2014
GMP | New Haven | Solar | Net-Metering | 150 | Active | 4199100% |  | 2014
GMP | Orwell | Solar | Net-Metering | 150 | Active | 4200300% |  | 2014
GMP | Underhill | Solar | Net-Metering | 118 | Active | 4200300% |  | 2014
GMP | New Haven | Solar | Net-Metering | 148 | Active | 4226200% |  | 2015
GMP | Milton | Solar | Net-Metering | 5 | Active | 4189200% |  | 2014
GMP | Springfield | Solar | Net-Metering | 7 | Active | 4189200% |  | 2014
GMP | Windsor | Solar | Net-Metering | 7.5 | Active | 4194800% |  | 2014
GMP | Milton | Solar | Net-Metering | 6 | Active | 4195500% |  | 2014
GMP | Shaftsbury | Solar | Net-Metering | 4 | Active | 4212100% |  | 2015
GMP | Georgia | Solar | Net-Metering | 7 | Active | 4189100% |  | 2014
GMP | Guilford | Solar | Net-Metering | 6 | Active | 4189100% |  | 2014
GMP | Brookfield | Solar | Net-Metering | 30.2 | Active | 4199200% |  | 2014
GMP | Ferrisburgh | Solar | Net-Metering | 150 | Active | 4204000% |  | 2015
GMP | Norwich | Solar | Net-Metering | 4 | Active | 4192200% |  | 2014
GMP | New Haven | Solar | Net-Metering | 2.25 | Active | 4189200% |  | 2014
GMP | Georgia | Solar | Net-Metering | 2.87 | Active | 4189300% |  | 2014
GMP | Halifax | Solar | Net-Metering | 6 | Active | 4189300% |  | 2014
GMP | Hartland | Solar | Net-Metering | 150 | Active | 4218000% |  | 2015
GMP | Middlebury | Solar | Net-Metering | 150 | Active | 4200200% |  | 2014
GMP | Westford | Solar | Net-Metering | 8.8 | Active | 4189800% |  | 2014
GMP | Colchester | Solar | Net-Metering | 3 | Active | 4192800% |  | 2014
GMP | Underhill | Solar | Net-Metering | 5 | Active | 4196300% |  | 2014
GMP | Waterbury | Solar | Net-Metering | 110 | Active | 4199500% |  | 2014
GMP | Waterbury | Solar | Net-Metering | 7 | Active | 4192700% |  | 2014
GMP | Sharon | Solar | Net-Metering | 6 | Active | 4189800% |  | 2014
GMP | South Burlington | Solar | Net-Metering | 10 | Active | 4194000% |  | 2014
GMP | Dorset | Solar | Net-Metering | 21.56 | Active | 4189800% |  | 2014
GMP | Jamaica | Solar | Net-Metering | 4.5 | Active | 4197600% |  | 2014
GMP | Middlebury | Solar | Net-Metering | 10.2 | Active | 4191900% |  | 2014
GMP | Monkton | Solar | Net-Metering | 15.2 | Active | 4198800% |  | 2014
GMP | Dummerston | Solar | Net-Metering | 10 | Active | 4212200% |  | 2015
GMP | Woodstock | Solar | Net-Metering | 10.2 | Active | 4200200% |  | 2014
GMP | Swanton | Solar | Net-Metering | 7 | Active | 4189700% |  | 2014
GMP | Cornwall | Solar | Net-Metering | 5.16 | Active | 4189800% |  | 2014
GMP | Middlebury | Solar | Net-Metering | 14 | Active | 4188600% |  | 2014
GMP | Rutland Town | Solar | Net-Metering | 4 | Active | 4200900% |  | 2015
GMP | Bennington | Solar | Net-Metering | 6 | Active | 4189900% |  | 2014
GMP | Barre City | Solar | Net-Metering | 6 | Active | 4194300% |  | 2014
GMP | Vergennes | Solar | Net-Metering | 7.8 | Active | 4192900% |  | 2014
GMP | Randolph | Solar | Net-Metering | 7 | Active | 4190400% |  | 2014
GMP | Montpelier | Solar | Net-Metering | 8 | Active | 4198300% |  | 2014
GMP | Hartland | Solar | Net-Metering | 8.52 | Active | 4190400% |  | 2014
GMP | Salisbury | Solar | Net-Metering | 6 | Active | 4190400% |  | 2014
GMP | Cornwall | Solar | Net-Metering | 6.8 | Active | 4199000% |  | 2014
GMP | Benson | Solar | Net-Metering | 7 | Active | 4194900% |  | 2014
GMP | Barre Town | Solar | Net-Metering | 8.8 | Active | 4194700% |  | 2014
GMP | Addison | Solar | Net-Metering | 11.72 | Active | 4193500% |  | 2014
GMP | New Haven | Solar | Net-Metering | 10.8 | Active | 4196400% |  | 2014
GMP | Monkton | Solar | Net-Metering | 11.4 | Active | 4190600% |  | 2014
GMP | Randolph | Solar | Net-Metering | 4 | Active | 4190100% |  | 2014
GMP | Lincoln | Solar | Net-Metering | 5 | Active | 4190100% |  | 2014
GMP | Dorset | Solar | Net-Metering | 2.6 | Active | 4202300% |  | 2015
GMP | West Rutland | Solar | Net-Metering | 3 | Active | 4190100% |  | 2014
GMP | Westford | Solar | Net-Metering | 8.36 | Active | 4201300% |  | 2015
GMP | Norwich | Solar | Net-Metering | 3.8 | Active | 4194100% |  | 2014
GMP | Norwich | Solar | Net-Metering | 3.8 | Active | 4194900% |  | 2014
GMP | Mount Holly | Solar | Net-Metering | 3 | Active | 4215000% |  | 2015
GMP | Andover | Solar | Net-Metering | 12.54 | Active | 4200400% |  | 2014
GMP | Jericho | Solar | Net-Metering | 6.8 | Active | 4190600% |  | 2014
GMP | Jericho | Solar | Net-Metering | 14 | Active | 4196300% |  | 2014
GMP | Brandon | Solar | Net-Metering | 3.8 | Active | 4190500% |  | 2014
GMP | Georgia | Solar | Net-Metering | 8 | Active | 4190400% |  | 2014
GMP | Brandon | Solar | Net-Metering | 6.8 | Active | 4190400% |  | 2014
GMP | Tunbridge | Solar | Net-Metering | 6 | Active | 4190400% |  | 2014
GMP | Jericho | Solar | Net-Metering | 10 | Active | 4190500% |  | 2014
GMP | Chester | Solar | Net-Metering | 4.18 | Active | 4199100% |  | 2014
GMP | Bennington | Solar | Net-Metering | 7.84 | Active | 4195700% |  | 2014
GMP | Brattleboro | Solar | Net-Metering | 5.75 | Active | 4209300% |  | 2015
GMP | Randolph | Solar | Net-Metering | 6 | Active | 4190500% |  | 2014
GMP | Manchester | Solar | Net-Metering | 3.14 | Active | 4212400% |  | 2015
GMP | Randolph | Solar | Net-Metering | 4.3 | Active | 4187600% |  | 2014
GMP | Manchester | Solar | Net-Metering | 5.75 | Active | 4190600% |  | 2014
GMP | Salisbury | Solar | Net-Metering | 4 | Active | 4190600% |  | 2014
GMP | Proctor | Solar | Net-Metering | 499 | Active | 4229900% |  | 2015
GMP | Charlotte | Solar | Net-Metering | 150 | Active | 4200300% |  | 2014
GMP | Charlotte | Solar | Net-Metering | 150 | Active | 4200300% |  | 2014
GMP | Royalton | Solar | Net-Metering | 9 | Active | 4191800% |  | 2014
GMP | Castleton | Solar | Net-Metering | 3.8 | Active | 4191400% |  | 2014
GMP | Killington | Solar | Net-Metering | 5 | Active | 4191800% |  | 2014
GMP | Middlebury | Solar | Net-Metering | 3 | Active | 4191800% |  | 2014
GMP | Bristol | Solar | Net-Metering | 3 | Active | 4191800% |  | 2014
GMP | Tunbridge | Solar | Net-Metering | 7 | Active | 4200300% |  | 2014
GMP | Shaftsbury | Solar | Net-Metering | 6 | Active | 4201100% |  | 2015
GMP | Randolph | Solar | Net-Metering | 5 | Active | 4205400% |  | 2015
GMP | Sharon | Solar | Net-Metering | 11 | Active | 4191800% |  | 2014
GMP | West Rutland | Solar | Net-Metering | 8 | Active | 4191800% |  | 2014
GMP | Pittsford | Solar | Net-Metering | 5 | Active | 4191800% |  | 2014
GMP | Monkton | Solar | Net-Metering | 23.8 | Active | 4200300% |  | 2014
GMP | Danville | Solar | Net-Metering | 3.8 | Active | 4201200% |  | 2015
GMP | Charlotte | Solar | Net-Metering | 5.52 | Active | 4197600% |  | 2014
GMP | Hinesburg | Solar | Net-Metering | 7.6 | Active | 4200900% |  | 2015
GMP | Weathersfield | Solar | Net-Metering | 3.8 | Active | 4190800% |  | 2014
GMP | Starksboro | Solar | Net-Metering | 7 | Active | 4197400% |  | 2014
GMP | Starksboro | Solar | Net-Metering | 3.14 | Active | 4204400% |  | 2015
GMP | Ferrisburgh | Solar | Net-Metering | 6.52 | Active | 4192600% |  | 2014
GMP | Putney | Solar | Net-Metering | 5 | Active | 4194900% |  | 2014
GMP | Mount Holly | Solar | Net-Metering | 7.5 | Active | 4191100% |  | 2014
GMP | Lunenburg | Solar | Net-Metering | 150 | Active | 4200400% |  | 2014
GMP | West Rutland | Solar | Net-Metering | 150 | Active | 4199500% |  | 2014
GMP | Berlin | Solar | Net-Metering | 497.6 | Active | 4231700% |  | 2015
GMP | Townshend | Solar | Net-Metering | 150 | Active | 4217400% |  | 2015
GMP | Weybridge | Solar | Net-Metering | 7 | Active | 4191800% |  | 2014
GMP | Jericho | Solar | Net-Metering | 3.8 | Active | 4191800% |  | 2014
GMP | Pomfret | Solar | Net-Metering | 8.8 | Active | 4191500% |  | 2014
GMP | Plainfield | Solar | Net-Metering | 6 | Active | 4195500% |  | 2014
GMP | Randolph | Solar | Net-Metering | 3.8 | Active | 4191800% |  | 2014
GMP | Barre City | Solar | Net-Metering | 6.8 | Active | 4196700% |  | 2014
GMP | Cambridge | Solar | Net-Metering | 6 | Active | 4196100% |  | 2014
GMP | Andover | Solar | Net-Metering | 11.4 | Active | 4196400% |  | 2014
GMP | Springfield | Solar | Net-Metering | 6 | Active | 4198900% |  | 2014
GMP | Royalton | Solar | Net-Metering | 7 | Active | 4194300% |  | 2014
GMP | Poultney | Solar | Net-Metering | 8 | Active | 4198900% |  | 2014
GMP | Norwich | Solar | Net-Metering | 5.5 | Active | 4197600% |  | 2014
GMP | Norwich | Solar | Net-Metering | 11.4 | Active | 4193900% |  | 2014
GMP | New Haven | Solar | Net-Metering | 11.22 | Active | 4192900% |  | 2014
GMP | Dummerston | Solar | Net-Metering | 5.8 | Active | 4194400% |  | 2014
GMP | Marlboro | Solar | Net-Metering | 10 | Active | 4191500% |  | 2014
GMP | Danby | Solar | Net-Metering | 8.25 | Active | 4211000% |  | 2015
GMP | Middlebury | Solar | Net-Metering | 3.87 | Active | 4196100% |  | 2014
GMP | Londonderry | Solar | Net-Metering | 2.61 | Active | 4191500% |  | 2014
GMP | Barre City | Solar | Net-Metering | 3.66 | Active | 4208300% |  | 2015
GMP | Hartland | Solar | Net-Metering | 8.36 | Active | 4215300% |  | 2015
GMP | Brookline | Solar | Net-Metering | 5 | Active | 4196200% |  | 2014
GMP | Brandon | Solar | Net-Metering | 14 | Active | 4201000% |  | 2015
GMP | Thetford | Solar | Net-Metering | 11.4 | Active | 4191800% |  | 2014
GMP | Essex Junction | Solar | Net-Metering | 3.8 | Active | 4202000% |  | 2015
GMP | Westminster | Solar | Net-Metering | 6 | Active | 4199200% |  | 2014
GMP | Essex Junction | Solar | Net-Metering | 6 | Active | 4195600% |  | 2014
GMP | Charlotte | Solar | Net-Metering | 6 | Active | 4196300% |  | 2014
GMP | Waitsfield | Solar | Net-Metering | 10.8 | Active | 4196400% |  | 2014
GMP | Poultney | Solar | Net-Metering | 5 | Active | 4192000% |  | 2014
GMP | Addison | Solar | Net-Metering | 7 | Active | 4198200% |  | 2014
GMP | Brandon | Solar | Net-Metering | 8 | Active | 4200300% |  | 2014
GMP | Ferrisburgh | Solar | Net-Metering | 5 | Active | 4195500% |  | 2014
GMP | Fairfax | Solar | Net-Metering | 6 | Active | 4192000% |  | 2014
GMP | Fairfax | Solar | Net-Metering | 7.6 | Active | 4192500% |  | 2014
GMP | Woodstock | Solar | Net-Metering | 15 | Active | 4197400% |  | 2014
GMP | Bennington | Solar | Net-Metering | 4.3 | Active | 4191900% |  | 2014
GMP | Bristol | Solar | Net-Metering | 3.8 | Active | 4192100% |  | 2014
GMP | Barre City | Solar | Net-Metering | 6 | Active | 4197600% |  | 2014
GMP | Bethel | Solar | Net-Metering | 8 | Active | 4192100% |  | 2014
GMP | Bradford | Solar | Net-Metering | 3 | Active | 4192600% |  | 2014
GMP | Montpelier | Solar | Net-Metering | 7 | Active | 4195700% |  | 2014
GMP | Bradford | Solar | Net-Metering | 7 | Active | 4196200% |  | 2014
GMP | Brookfield | Solar | Net-Metering | 7 | Active | 4192100% |  | 2014
GMP | Norwich | Solar | Net-Metering | 3.8 | Active | 4195600% |  | 2014
GMP | Rupert | Solar | Net-Metering | 8.06 | Active | 4192100% |  | 2014
GMP | South Burlington | Solar | Net-Metering | 6 | Active | 4201900% |  | 2015
GMP | Weathersfield | Solar | Net-Metering | 7 | Active | 4192100% |  | 2014
GMP | Williston | Solar | Net-Metering | 3.8 | Active | 4197400% |  | 2014
GMP | Castleton | Solar | Net-Metering | 6 | Active | 4199000% |  | 2014
GMP | Brattleboro | Solar | Net-Metering | 5.2 | Active | 4196000% |  | 2014
GMP | Dummerston | Solar | Net-Metering | 10 | Active | 4208600% |  | 2015
GMP | West Haven | Solar | Net-Metering | 148 | Active | 4222200% |  | 2015
GMP | Sharon | Solar | Net-Metering | 3.8 | Active | 4192800% |  | 2014
GMP | Ryegate | Solar | Net-Metering | 13 | Active | 4198100% |  | 2014
GMP | Braintree | Solar | Net-Metering | 10.8 | Active | 4192800% |  | 2014
GMP | Bethel | Solar | Net-Metering | 5 | Active | 4192800% |  | 2014
GMP | Fairfax | Solar | Net-Metering | 10 | Active | 4200300% |  | 2014
GMP | Royalton | Solar | Net-Metering | 3 | Active | 4108500% |  | 2012
GMP | Shelburne | Solar | Net-Metering | 10 | Active | 4194300% |  | 2014
GMP | Bristol | Solar | Net-Metering | 8.1 | Active | 4192800% |  | 2014
GMP | Marlboro | Solar | Net-Metering | 12.37 | Active | 4200200% |  | 2014
GMP | Marlboro | Solar | Net-Metering | 5.2 | Active | 4201100% |  | 2015
GMP | Guilford | Solar | Net-Metering | 5 | Active | 4197600% |  | 2014
GMP | Rochester | Solar | Net-Metering | 15 | Active | 4201000% |  | 2015
GMP | Norwich | Solar | Net-Metering | 5 | Active | 4196900% |  | 2014
GMP | Hartford | Solar | Net-Metering | 3 | Active | 4198800% |  | 2014
GMP | Middlebury | Solar | Net-Metering | 5.5 | Active | 4204000% |  | 2015
GMP | Norwich | Solar | Net-Metering | 6.25 | Active | 4199100% |  | 2014
GMP | Fayston | Solar | Net-Metering | 5 | Active | 4199900% |  | 2014
GMP | Barre City | Solar | Net-Metering | 5 | Active | 4197500% |  | 2014
GMP | Shelburne | Solar | Net-Metering | 9.8 | Active | 4202400% |  | 2015
GMP | Williston | Solar | Net-Metering | 3.8 | Active | 4197500% |  | 2014
GMP | Middlebury | Solar | Net-Metering | 7 | Active | 4198800% |  | 2014
GMP | Weston | Solar | Net-Metering | 6.72 | Active | 4192900% |  | 2014
GMP | Charlotte | Solar | Net-Metering | 10 | Active | 4198100% |  | 2014
GMP | Addison | Solar | Net-Metering | 3.87 | Active | 4195000% |  | 2014
GMP | Roxbury | Solar | Net-Metering | 2.5 | Active | 4193300% |  | 2014
GMP | Bristol | Solar | Net-Metering | 6.45 | Active | 4193400% |  | 2014
GMP | Norwich | Solar | Net-Metering | 3.8 | Active | 4196800% |  | 2014
GMP | Norwich | Solar | Net-Metering | 3.8 | Active | 4197400% |  | 2014
GMP | Starksboro | Solar | Net-Metering | 4.73 | Active | 4200300% |  | 2014
GMP | Middlesex | Solar | Net-Metering | 4.96 | Active | 4205500% |  | 2015
GMP | West Windsor | Solar | Net-Metering | 3.22 | Active | 4193300% |  | 2014
GMP | Manchester | Solar | Net-Metering | 5.59 | Active | 4199200% |  | 2014
GMP | Londonderry | Solar | Net-Metering | 5.8 | Active | 4201100% |  | 2015
GMP | Thetford | Solar | Net-Metering | 3.8 | Active | 4193400% |  | 2014
GMP | Brattleboro | Solar | Net-Metering | 11.4 | Active | 4202500% |  | 2015
GMP | Norwich | Solar | Net-Metering | 3.8 | Active | 4199100% |  | 2014
GMP | Middlebury | Solar | Net-Metering | 4 | Active | 4201000% |  | 2015
GMP | Colchester | Solar | Net-Metering | 3 | Active | 4201300% |  | 2015
GMP | Underhill | Solar | Net-Metering | 6 | Active | 4193600% |  | 2014
GMP | Marshfield | Solar | Net-Metering | 7.5 | Active | 4199200% |  | 2014
GMP | Moretown | Solar | Net-Metering | 3.8 | Active | 4197400% |  | 2014
GMP | Westford | Solar | Net-Metering | 6.8 | Active | 4200300% |  | 2014
GMP | Vergennes | Solar | Net-Metering | 7 | Active | 4200900% |  | 2015
GMP | Shelburne | Solar | Net-Metering | 6.8 | Active | 4199200% |  | 2014
GMP | Norwich | Solar | Net-Metering | 6 | Active | 4200400% |  | 2014
GMP | Hartford | Solar | Net-Metering | 3.75 | Active | 4197600% |  | 2014
GMP | St. Albans City | Solar | Net-Metering | 11.4 | Active | 4201300% |  | 2015
GMP | Halifax | Solar | Net-Metering | 2.5 | Active | 4207100% |  | 2015
GMP | Norwich | Solar | Net-Metering | 7 | Active | 4193600% |  | 2014
GMP | New Haven | Solar | Net-Metering | 3.01 | Active | 4196300% |  | 2014
GMP | Danby | Solar | Net-Metering | 6.88 | Active | 4200900% |  | 2015
GMP | Newbury | Solar | Net-Metering | 2.61 | Active | 4203900% |  | 2015
GMP | Chester | Solar | Net-Metering | 8 | Active | 4202400% |  | 2015
GMP | Milton | Solar | Net-Metering | 7.6 | Active | 4200400% |  | 2014
GMP | Brattleboro | Solar | Net-Metering | 3.87 | Active | 4201100% |  | 2015
GMP | Hartland | Solar | Net-Metering | 3 | Active | 4201600% |  | 2015
GMP | Brandon | Solar | Net-Metering | 5 | Active | 4213100% |  | 2015
GMP | New Haven | Solar | Net-Metering | 15 | Active | 4201000% |  | 2015
GMP | Rutland Town | Solar | Net-Metering | 7 | Active | 4200400% |  | 2014
GMP | Leicester | Solar | Net-Metering | 3 | Active | 4201000% |  | 2015
GMP | Milton | Solar | Net-Metering | 6 | Active | 4201300% |  | 2015
GMP | Thetford | Solar | Net-Metering | 4 | Active | 4194800% |  | 2014
GMP | Wallingford | Solar | Net-Metering | 9 | Active | 4220000% |  | 2015
GMP | Rutland City | Solar | Utility | 2000 | Active | 4209300% |  | 2015
GMP | Leicester | Solar | Net-Metering | 8.1 | Active | 4198800% |  | 2014
GMP | Weybridge | Solar | Net-Metering | 3.8 | Active | 4203000% |  | 2015
GMP | South Burlington | Solar | Net-Metering | 8 | Active | 4201000% |  | 2015
GMP | Danville | Solar | Net-Metering | 8 | Active | 4201200% |  | 2015
GMP | Shoreham | Solar | Net-Metering | 4 | Active | 4197400% |  | 2014
GMP | Cornwall | Solar | Net-Metering | 6.45 | Active | 4195700% |  | 2014
GMP | Readsboro | Solar | Net-Metering | 4.3 | Active | 4197600% |  | 2014
GMP | Mount Holly | Solar | Net-Metering | 8.6 | Active | 4200400% |  | 2014
GMP | Putney | Solar | Net-Metering | 6 | Active | 4199900% |  | 2014
GMP | Huntington | Solar | Net-Metering | 6.48 | Active | 4197500% |  | 2014
GMP | Hinesburg | Solar | Net-Metering | 4.32 | Active | 4201600% |  | 2015
GMP | Williston | Solar | Net-Metering | 7.5 | Active | 4211100% |  | 2015
GMP | Shoreham | Solar | Net-Metering | 10 | Active | 4197400% |  | 2014
GMP | Readsboro | Solar | Net-Metering | 2.5 | Active | 4207800% |  | 2015
GMP | Rochester | Solar | Net-Metering | 2.5 | Active | 4200000% |  | 2014
GMP | Hancock | Solar | Net-Metering | 2.5 | Active | 4198700% |  | 2014
GMP | Middlebury | Solar | Net-Metering | 5 | Active | 4201000% |  | 2015
GMP | South Burlington | Solar | Net-Metering | 4.18 | Active | 4210300% |  | 2015
GMP | Mount Holly | Solar | Net-Metering | 4.5 | Active | 4207300% |  | 2015
GMP | Lunenburg | Solar | Net-Metering | 2.09 | Active | 4203800% |  | 2015
GMP | Springfield | Solar | Net-Metering | 56 | Active | 4200400% |  | 2014
GMP | Brattleboro | Solar | Net-Metering | 7.5 | Active | 4197600% |  | 2014
GMP | Hartford | Solar | Net-Metering | 3 | Active | 4202500% |  | 2015
GMP | Barre City | Solar | Net-Metering | 8 | Active | 4201800% |  | 2015
GMP | Weybridge | Solar | Net-Metering | 5 | Active | 4202600% |  | 2015
GMP | Bethel | Solar | Net-Metering | 4 | Active | 4200300% |  | 2014
GMP | Lincoln | Solar | Net-Metering | 16.8 | Active | 4197700% |  | 2014
GMP | Charlotte | Solar | Net-Metering | 7.5 | Active | 4204000% |  | 2015
GMP | Hartland | Solar | Net-Metering | 3.8 | Active | 4200200% |  | 2014
GMP | Hartland | Solar | Net-Metering | 3 | Active | 4201900% |  | 2015
GMP | South Burlington | Solar | Net-Metering | 7.6 | Active | 4198800% |  | 2014
GMP | Brattleboro | Solar | Net-Metering | 9.14 | Active | 4153400% |  | 2013
GMP | Jericho | Solar | Net-Metering | 3 | Active | 4202700% |  | 2015
GMP | Huntington | Solar | Net-Metering | 11 | Active | 4208900% |  | 2015
GMP | Jericho | Solar | Net-Metering | 5 | Active | 4212300% |  | 2015
GMP | Cabot | Solar | Net-Metering | 5 | Active | 4202700% |  | 2015
GMP | Rutland City | Solar | Net-Metering | 6 | Active | 4205200% |  | 2015
GMP | New Haven | Solar | Net-Metering | 11.95 | Active | 4203000% |  | 2015
GMP | West Windsor | Solar | Net-Metering | 10 | Active | 4202600% |  | 2015
GMP | Wallingford | Solar | Net-Metering | 7 | Active | 4200200% |  | 2014
GMP | Chester | Solar | Net-Metering | 7 | Active | 4200400% |  | 2014
GMP | Randolph | Solar | Net-Metering | 7.6 | Active | 4200300% |  | 2014
GMP | Rockingham | Solar | Net-Metering | 14.4 | Active | 4197500% |  | 2014
GMP | Hubbardton | Solar | Net-Metering | 8 | Active | 4201000% |  | 2015
GMP | Bristol | Solar | Net-Metering | 4.52 | Active | 4197400% |  | 2014
GMP | Brookfield | Solar | Net-Metering | 5 | Active | 4208200% |  | 2015
GMP | Newbury | Solar | Net-Metering | 6.53 | Active | 4208200% |  | 2015
GMP | Underhill | Solar | Net-Metering | 8.36 | Active | 4210700% |  | 2015
GMP | Stockbridge | Solar | Net-Metering | 2.5 | Active | 4299400% |  | 2017
GMP | Randolph | Solar | Net-Metering | 11.4 | Active | 4207200% |  | 2015
GMP | Randolph | Solar | Net-Metering | 3.8 | Active | 4211500% |  | 2015
GMP | Essex | Solar | Net-Metering | 3.8 | Active | 4208100% |  | 2015
GMP | Danby | Solar | Net-Metering | 7 | Active | 4201600% |  | 2015
GMP | Middlesex | Solar | Net-Metering | 11 | Active | 4202400% |  | 2015
GMP | Colchester | Solar | Net-Metering | 8 | Active | 4208900% |  | 2015
GMP | Pittsford | Solar | Net-Metering | 7 | Active | 4200300% |  | 2014
GMP | Winooski | Solar | Net-Metering | 6 | Active | 4206000% |  | 2015
GMP | Ferrisburgh | Solar | Net-Metering | 7 | Active | 4203800% |  | 2015
GMP | Vergennes | Solar | Net-Metering | 9.8 | Active | 4209600% |  | 2015
GMP | East Montpelier | Solar | Net-Metering | 5 | Active | 4205400% |  | 2015
GMP | Milton | Solar | Net-Metering | 6.8 | Active | 4201900% |  | 2015
GMP | Bethel | Solar | Net-Metering | 3.8 | Active | 4201900% |  | 2015
GMP | Pittsford | Solar | Net-Metering | 6 | Active | 4201300% |  | 2015
GMP | Westminster | Solar | Net-Metering | 2.58 | Active | 4199900% |  | 2014
GMP | Randolph | Solar | Net-Metering | 5.1 | Active | 4204500% |  | 2015
GMP | Pomfret | Solar | Net-Metering | 5 | Active | 4236000% |  | 2015
GMP | Putney | Solar | Net-Metering | 3 | Active | 4199200% |  | 2014
GMP | Braintree | Solar | Net-Metering | 7.6 | Active | 4203300% |  | 2015
GMP | Braintree | Solar | Net-Metering | 5 | Active | 4213100% |  | 2015
GMP | Rockingham | Solar | Net-Metering | 5 | Active | 4200400% |  | 2014
GMP | Brattleboro | Bio | Other | 400 | Active | 4118600% |  | 2012
GMP | Arlington | Hydro | Net-Metering | 250 | Active | 4125000% |  | 2012
GMP | Springfield | Hydro | Net-Metering | 400 | Active | 3054700% |  | 1983
GMP | Danville | Hydro | Net-Metering | 230 | Active | 3135200% |  | 1985
GMP | Hartland | Hydro | Net-Metering | 280 | Active | 4171300% |  | 2014
GMP | Middlebury | Other | Other | 1526 | Active | 1826400% |  | 1950
GMP | Thetford | Bio | Other | 68 | Active | 1826400% |  | 1950
GMP | Windsor | Hydro | Net-Metering | 500 | Active | 4204000% |  | 2015
GMP | Springfield | Hydro | Net-Metering | 389.5 | Active | 4304000% |  | 2017
GMP | Springfield | Hydro | Net-Metering | 141.55 | Active | 4215200% |  | 2015
GMP | Thetford | Solar | Net-Metering | 1.41 | Active | 4100100% |  | 2012
GMP | Strafford | Wind | Net-Metering | 4.6 | Active | 3863100% |  | 2005
GMP | Strafford | Solar | Net-Metering | 2.05 | Active | 3646600% |  | 1999
GMP | Thetford | Solar | Net-Metering | 1.37 | Active | 3890800% |  | 2006
GMP | Strafford | Solar | Net-Metering | 0.68 | Active | 3680100% |  | 2000
GMP | Norwich | Solar | Net-Metering | 5.26 | Active | 3709100% |  | 2001
GMP | Wallingford | Solar | Net-Metering | 0.15 | Active | 4106400% |  | 2012
GMP | Royalton | Solar | Net-Metering | 2.92 | Active | 3786100% |  | 2003
GMP | Sharon | Solar | Net-Metering | 2.68 | Active | 3863900% |  | 2005
GMP | Thetford | Solar | Net-Metering | 12.9 | Active | 4138800% |  | 2013
GMP | Barnard | Solar | Net-Metering | 4.75 | Active | 3812100% |  | 2004
GMP | Strafford | Solar | Net-Metering | 0.46 | Active | 3734000% |  | 2002
GMP | Shrewsbury | Wind | Net-Metering | 2.9 | Active | 4157200% |  | 2013
GMP | New Haven | Solar | Net-Metering | 6.4 | Active | 4137500% |  | 2013
GMP | Thetford | Solar | Net-Metering | 0.96 | Active | 3835800% |  | 2005
GMP | Concord | Wind | Net-Metering | 9.5 | Active | 3773300% |  | 2003
GMP | Bennington | Solar | Net-Metering | 5 | Active | 3777400% |  | 2003
GMP | Danville | Wind | Net-Metering | 9.5 | Active | 3860300% |  | 2005
GMP | Mount Holly | Wind | Net-Metering | 9.5 | Active | 4186500% |  | 2014
GMP | Woodstock | Solar | Net-Metering | 5.84 | Active | 4046200% |  | 2010
GMP | Middlebury | Solar | Net-Metering | 0.12 | Active | 4138700% |  | 2013
GMP | Norwich | Solar | Net-Metering | 1.09 | Active | 3775600% |  | 2003
GMP | Middlebury | Solar | Net-Metering | 1.88 | Active | 3794300% |  | 2003
GMP | Pomfret | Solar | Net-Metering | 13.6 | Active | 4138700% |  | 2013
GMP | Addison | Wind | Net-Metering | 9.5 | Active | 3799800% |  | 2004
GMP | Thetford | Solar | Net-Metering | 2.88 | Active | 4058600% |  | 2011
GMP | Ripton | Solar | Net-Metering | 9.76 | Active | 4238400% |  | 2016
GMP | Middlebury | Solar | Net-Metering | 1.37 | Active | 3963600% |  | 2008
GMP | Weathersfield | Wind | Net-Metering | 9.5 | Active | 4117000% |  | 2012
GMP | Shoreham | Solar | Net-Metering | 0.8 | Active | 3808600% |  | 2004
GMP | Addison | Wind | Net-Metering | 9.5 | Active | 4131000% |  | 2013
GMP | Cambridge | Solar | Net-Metering | 2.74 | Active | 3860300% |  | 2005
GMP | Dummerston | Solar | Net-Metering | 2.82 | Active | 3991600% |  | 2009
GMP | Jericho | Solar | Net-Metering | 3.16 | Active | 4035000% |  | 2010
GMP | Peru | Solar | Net-Metering | 1.41 | Active | 3813900% |  | 2004
GMP | Royalton | Solar | Net-Metering | 7.6 | Active | 4222800% |  | 2015
GMP | Middletown Springs | Solar | Net-Metering | 3.93 | Active | 3894600% |  | 2006
GMP | Woodstock | Solar | Net-Metering | 1.8 | Active | 3833100% |  | 2004
GMP | Granville | Solar | Net-Metering | 1.9 | Active | 4151400% |  | 2013
GMP | Middlebury | Wind | Net-Metering | 9.5 | Active | 3847600% |  | 2005
GMP | Leicester | Wind | Net-Metering | 10 | Active | 4151600% |  | 2013
GMP | Middlebury | Wind | Net-Metering | 9.5 | Active | 3860400% |  | 2005
GMP | Woodstock | Solar | Net-Metering | 6.9 | Active | 3847800% |  | 2005
GMP | Woodstock | Solar | Net-Metering | 26.22 | Active | 4138200% |  | 2013
GMP | Mount Tabor | Wind | Net-Metering | 2.44 | Active | 4133600% |  | 2013
GMP | Peru | Wind | Net-Metering | 4.2 | Active | 4115200% |  | 2012
GMP | Shrewsbury | Solar | Net-Metering | 1.67 | Active | 3864200% |  | 2005
GMP | Pomfret | Solar | Net-Metering | 1.6 | Active | 4186100% |  | 2014
GMP | Strafford | Solar | Net-Metering | 2.51 | Active | 3864200% |  | 2005
GMP | Buels Gore | Wind | Net-Metering | 2.5 | Active | 4064600% |  | 2011
GMP | Ripton | Solar | Net-Metering | 1.09 | Active | 3866500% |  | 2005
GMP | Ripton | Wind | Net-Metering | 1 | Active | 4192100% |  | 2014
GMP | West Windsor | Solar | Net-Metering | 1.67 | Active | 3753000% |  | 2002
GMP | Northfield | Wind | Net-Metering | 2.45 | Active | 3870100% |  | 2005
GMP | Hartland | Solar | Net-Metering | 3.88 | Active | 3759300% |  | 2002
GMP | Salisbury | Solar | Net-Metering | 2.51 | Active | 3867000% |  | 2005
GMP | St. Johnsbury | Solar | Net-Metering | 4.81 | Active | 3849100% |  | 2005
GMP | Hartland | Solar | Net-Metering | 1.43 | Active | 3761700% |  | 2002
GMP | Lincoln | Solar | Net-Metering | 4 | Active | 4137200% |  | 2013
GMP | Lincoln | Wind | Net-Metering | 2.5 | Active | 4084400% |  | 2011
GMP | Pomfret | Solar | Net-Metering | 2.51 | Active | 4137600% |  | 2013
GMP | Jamaica | Solar | Net-Metering | 11.14 | Active | 3872800% |  | 2006
GMP | Bristol | Solar | Net-Metering | 0.99 | Active | 3895900% |  | 2006
GMP | Granville | Solar | Net-Metering | 1.52 | Active | 3869100% |  | 2005
GMP | Underhill | Solar | Net-Metering | 1.8 | Active | 3874400% |  | 2006
GMP | Sharon | Solar | Net-Metering | 3.38 | Active | 3956900% |  | 2008
GMP | Andover | Wind | Net-Metering | 1.2 | Active | 4137900% |  | 2013
GMP | Bethel | Wind | Net-Metering | 2.45 | Active | 3890100% |  | 2006
GMP | Ripton | Solar | Net-Metering | 7.5 | Active | 4138800% |  | 2013
GMP | Addison | Wind | Net-Metering | 9.5 | Active | 3885600% |  | 2006
GMP | Brattleboro | Solar | Net-Metering | 17.53 | Active | 3882600% |  | 2006
GMP | Jericho | Solar | Net-Metering | 2.17 | Active | 3923400% |  | 2007
GMP | Randolph | Solar | Net-Metering | 3.8 | Active | 4136200% |  | 2013
GMP | Marlboro | Solar | Net-Metering | 12.7 | Active | 4185600% |  | 2014
GMP | Granville | Wind | Net-Metering | 2.67 | Active | 3893900% |  | 2006
GMP | Weathersfield | Solar | Net-Metering | 2.19 | Active | 3838000% |  | 2005
GMP | Tinmouth | Solar | Net-Metering | 8.2 | Active | 3891300% |  | 2006
GMP | Chester | Solar | Net-Metering | 4.78 | Active | 4136100% |  | 2013
GMP | Weybridge | Solar | Net-Metering | 1.94 | Active | 4138600% |  | 2013
GMP | St. Albans City | Wind | Net-Metering | 9.5 | Active | 3962400% |  | 2008
GMP | Thetford | Solar | Net-Metering | 5.81 | Active | 3695500% |  | 2001
GMP | Pownal | Wind | Net-Metering | 1.8 | Active | 3902300% |  | 2006
GMP | Thetford | Solar | Net-Metering | 3.6 | Active | 4138700% |  | 2013
GMP | Vershire | Solar | Net-Metering | 13.25 | Active | 3883800% |  | 2006
GMP | Guilford | Solar | Net-Metering | 7.3 | Active | 3946100% |  | 2008
GMP | Hartland | Solar | Net-Metering | 2.05 | Active | 3889800% |  | 2006
GMP | Sharon | Solar | Net-Metering | 2.91 | Active | 3901300% |  | 2006
GMP | Tunbridge | Solar | Net-Metering | 3.42 | Active | 4137300% |  | 2013
GMP | Westford | Solar | Net-Metering | 2.28 | Active | 4138300% |  | 2013
GMP | Weybridge | Solar | Net-Metering | 1.25 | Active | 3902400% |  | 2006
GMP | Hubbardton | Wind | Net-Metering | 2.57 | Active | 3787600% |  | 2003
GMP | New Haven | Wind | Net-Metering | 2.5 | Active | 3906200% |  | 2006
GMP | Milton | Solar | Net-Metering | 5.6 | Active | 4138000% |  | 2013
GMP | Londonderry | Solar | Net-Metering | 3.42 | Active | 4138600% |  | 2013
GMP | Guilford | Solar | Net-Metering | 2.58 | Active | 3909700% |  | 2007
GMP | Marlboro | Solar | Net-Metering | 2.51 | Active | 3980100% |  | 2008
GMP | Guilford | Solar | Net-Metering | 6.7 | Active | 3906000% |  | 2006
GMP | Marlboro | Solar | Net-Metering | 3.93 | Active | 4140000% |  | 2013
GMP | Townshend | Wind | Net-Metering | 4.7 | Active | 3932400% |  | 2007
GMP | Pownal | Wind | Net-Metering | 6 | Active | 3963200% |  | 2008
GMP | Sharon | Solar | Net-Metering | 2.74 | Active | 4138800% |  | 2013
GMP | Brandon | Solar | Net-Metering | 1.71 | Active | 4084700% |  | 2011
GMP | Shaftsbury | Solar | Net-Metering | 2.74 | Active | 3940700% |  | 2007
GMP | Randolph | Solar | Net-Metering | 2.74 | Active | 4136800% |  | 2013
GMP | West Rutland | Solar | Net-Metering | 2.74 | Active | 4164200% |  | 2014
GMP | Randolph | Solar | Net-Metering | 2.74 | Active | 4136200% |  | 2013
GMP | Ripton | Solar | Net-Metering | 3.89 | Active | 4194700% |  | 2014
GMP | Woodstock | Solar | Net-Metering | 8.55 | Active | 4138200% |  | 2013
GMP | Rutland Town | Solar | Net-Metering | 7.41 | Active | 4164200% |  | 2014
GMP | Strafford | Solar | Net-Metering | 4.71 | Active | 4189800% |  | 2014
GMP | Bradford | Solar | Net-Metering | 1.37 | Active | 3924100% |  | 2007
GMP | Hartland | Solar | Net-Metering | 6.49 | Active | 4137900% |  | 2013
GMP | Thetford | Solar | Net-Metering | 3.85 | Active | 4168200% |  | 2014
GMP | Thetford | Solar | Net-Metering | 5 | Active | 4033000% |  | 2010
GMP | Brattleboro | Solar | Net-Metering | 7 | Active | 4491400% |  | 2022
GMP | Lincoln | Solar | Net-Metering | 3.61 | Active | 4109900% |  | 2012
GMP | Woodstock | Solar | Net-Metering | 8.55 | Active | 4151300% |  | 2013
GMP | Marlboro | Solar | Net-Metering | 2.05 | Active | 3926200% |  | 2007
GMP | Woodstock | Solar | Net-Metering | 3.42 | Active | 4217700% |  | 2015
GMP | Manchester | Solar | Net-Metering | 4.79 | Active | 3926200% |  | 2007
GMP | Poultney | Solar | Net-Metering | 4.2 | Active | 4089700% |  | 2011
GMP | St. Johnsbury | Solar | Net-Metering | 3.89 | Active | 3929300% |  | 2007
GMP | Leicester | Solar | Net-Metering | 4.1 | Active | 4138000% |  | 2013
GMP | Brattleboro | Solar | Net-Metering | 1.13 | Active | 4230700% |  | 2015
GMP | Pomfret | Solar | Net-Metering | 3.99 | Active | 4154800% |  | 2013
GMP | Jamaica | Wind | Net-Metering | 9.5 | Active | 4149400% |  | 2013
GMP | Braintree | Solar | Net-Metering | 2.85 | Active | 4145600% |  | 2013
GMP | Brookfield | Solar | Net-Metering | 3.08 | Active | 3930000% |  | 2007
GMP | Andover | Solar | Net-Metering | 11.5 | Active | 3930000% |  | 2007
GMP | West Windsor | Solar | Net-Metering | 13.6 | Active | 4138000% |  | 2013
GMP | Wallingford | Solar | Net-Metering | 7.6 | Active | 4249300% |  | 2016
GMP | Rochester | Wind | Net-Metering | 1.41 | Active | 3896100% |  | 2006
GMP | Marlboro | Wind | Net-Metering | 1.2 | Active | 3933600% |  | 2007
GMP | Cornwall | Solar | Net-Metering | 3.99 | Active | 4136700% |  | 2013
GMP | Strafford | Wind | Net-Metering | 4.11 | Active | 4114400% |  | 2012
GMP | Dorset | Solar | Net-Metering | 7.2 | Active | 4175400% |  | 2014
GMP | Rutland City | Solar | Net-Metering | 1.37 | Active | 3938400% |  | 2007
GMP | Athens | Solar | Net-Metering | 2.26 | Active | 3939100% |  | 2007
GMP | New Haven | Wind | Net-Metering | 2.5 | Active | 4035700% |  | 2010
GMP | Dummerston | Solar | Net-Metering | 3.42 | Active | 4095200% |  | 2012
GMP | Bridport | Wind | Net-Metering | 2.5 | Active | 3940000% |  | 2007
GMP | Halifax | Solar | Net-Metering | 3 | Active | 3946100% |  | 2008
GMP | Tunbridge | Solar | Net-Metering | 8.73 | Active | 4215300% |  | 2015
GMP | Bridport | Solar | Net-Metering | 1.9 | Active | 3939100% |  | 2007
GMP | Rutland City | Solar | Net-Metering | 2.2 | Active | 4136600% |  | 2013
GMP | Guilford | Solar | Net-Metering | 10.1 | Active | 3946100% |  | 2008
GMP | Braintree | Solar | Net-Metering | 1.94 | Active | 4138300% |  | 2013
GMP | Grafton | Solar | Net-Metering | 0.64 | Active | 3946100% |  | 2008
GMP | Randolph | Solar | Net-Metering | 1.94 | Active | 4136200% |  | 2013
GMP | Woodstock | Solar | Net-Metering | 5.84 | Active | 4179000% |  | 2014
GMP | Marlboro | Solar | Net-Metering | 12 | Active | 4137200% |  | 2013
GMP | Orwell | Solar | Net-Metering | 1.29 | Active | 3956000% |  | 2008
GMP | Bristol | Solar | Net-Metering | 3.25 | Active | 4137600% |  | 2013
GMP | Thetford | Solar | Net-Metering | 1.08 | Active | 3953300% |  | 2008
GMP | Newfane | Solar | Net-Metering | 2.27 | Active | 3957300% |  | 2008
GMP | Cornwall | Wind | Net-Metering | 9.5 | Active | 4157100% |  | 2013
GMP | Royalton | Solar | Net-Metering | 2.17 | Active | 3955900% |  | 2008
GMP | Townshend | Solar | Net-Metering | 5.13 | Active | 3958800% |  | 2008
GMP | Springfield | Solar | Net-Metering | 1.44 | Active | 3955900% |  | 2008
GMP | Grafton | Solar | Net-Metering | 8.8 | Active | 4216500% |  | 2015
GMP | Weybridge | Solar | Net-Metering | 3.77 | Active | 4157600% |  | 2013
GMP | Middlebury | Solar | Net-Metering | 8.12 | Active | 4132700% |  | 2013
GMP | Thetford | Solar | Net-Metering | 4.89 | Active | 4178000% |  | 2014
GMP | St. Johnsbury | Solar | Net-Metering | 2.74 | Active | 3963900% |  | 2008
GMP | Fairfield | Solar | Net-Metering | 3.08 | Active | 3962300% |  | 2008
GMP | Windham | Solar | Net-Metering | 11.1 | Active | 4133200% |  | 2013
GMP | Woodstock | Solar | Net-Metering | 8.55 | Active | 4138300% |  | 2013
GMP | Bradford | Solar | Net-Metering | 104.2 | Active | 4219100% |  | 2015
GMP | Thetford | Solar | Net-Metering | 3.08 | Active | 3961900% |  | 2008
GMP | Shoreham | Solar | Net-Metering | 7.68 | Active | 3961900% |  | 2008
GMP | Pittsfield | Solar | Net-Metering | 1.71 | Active | 4091900% |  | 2012
GMP | Danville | Solar | Net-Metering | 2.74 | Active | 3975500% |  | 2008
GMP | Chester | Solar | Net-Metering | 0.95 | Active | 3972000% |  | 2008
GMP | Clarendon | Solar | Net-Metering | 1.71 | Active | 4137600% |  | 2013
GMP | Woodford | Hydro | Net-Metering | 17 | Active | 3984200% |  | 2009
GMP | Newfane | Solar | Net-Metering | 5.42 | Active | 3967300% |  | 2008
GMP | Hancock | Solar | Net-Metering | 12.1 | Active | 3967300% |  | 2008
GMP | Addison | Solar | Net-Metering | 2.55 | Active | 3972800% |  | 2008
GMP | Wells | Solar | Net-Metering | 7.4 | Active | 4091300% |  | 2012
GMP | Dorset | Solar | Net-Metering | 8.5 | Active | 4136900% |  | 2013
GMP | Grafton | Wind | Net-Metering | 2.28 | Active | 3983900% |  | 2009
GMP | Middlebury | Solar | Net-Metering | 1.22 | Active | 4138700% |  | 2013
GMP | Ludlow | Wind | Net-Metering | 9.5 | Active | 3972900% |  | 2008
GMP | Marlboro | Solar | Net-Metering | 2.17 | Active | 4143500% |  | 2013
GMP | Salisbury | Solar | Net-Metering | 0.61 | Active | 4138800% |  | 2013
GMP | Pomfret | Solar | Net-Metering | 2.05 | Active | 3982700% |  | 2009
GMP | Danville | Solar | Net-Metering | 1.94 | Active | 3975000% |  | 2008
GMP | Andover | Solar | Net-Metering | 1.44 | Active | 3982200% |  | 2009
GMP | Barnard | Solar | Net-Metering | 1.44 | Active | 3973600% |  | 2008
GMP | Barnard | Solar | Net-Metering | 0.97 | Active | 3975000% |  | 2008
GMP | Chester | Solar | Net-Metering | 1.05 | Active | 3973600% |  | 2008
GMP | Rutland City | Solar | Net-Metering | 4.79 | Active | 4213000% |  | 2015
GMP | Arlington | Solar | Net-Metering | 1.44 | Active | 3965000% |  | 2008
GMP | St. Johnsbury | Solar | Net-Metering | 1.44 | Active | 4136000% |  | 2013
GMP | Thetford | Solar | Net-Metering | 4.33 | Active | 3977700% |  | 2008
GMP | Mount Holly | Solar | Net-Metering | 2.77 | Active | 4138000% |  | 2013
GMP | Bridport | Solar | Net-Metering | 2.43 | Active | 3976200% |  | 2008
GMP | Sudbury | Solar | Net-Metering | 1.9 | Active | 4136000% |  | 2013
GMP | Woodstock | Solar | Net-Metering | 9.6 | Active | 4138200% |  | 2013
GMP | Woodstock | Solar | Net-Metering | 3.61 | Active | 4052200% |  | 2010
GMP | Hartford | Solar | Net-Metering | 2.53 | Active | 3976200% |  | 2008
GMP | Winhall | Solar | Net-Metering | 4.85 | Active | 4138200% |  | 2013
GMP | Marlboro | Solar | Net-Metering | 0.97 | Active | 3979700% |  | 2008
GMP | Woodford | Solar | Net-Metering | 3.19 | Active | 3982600% |  | 2009
GMP | Underhill | Solar | Net-Metering | 12 | Active | 4084900% |  | 2011
GMP | Weathersfield | Solar | Net-Metering | 5.42 | Active | 3995900% |  | 2009
GMP | Strafford | Solar | Net-Metering | 1.48 | Active | 3989600% |  | 2009
GMP | Springfield | Solar | Net-Metering | 69.16 | Active | 4013200% |  | 2009
GMP | Reading | Solar | Net-Metering | 2.79 | Active | 4138000% |  | 2013
GMP | Cornwall | Solar | Net-Metering | 2.59 | Active | 3992400% |  | 2009
GMP | Bridport | Solar | Net-Metering | 13.2 | Active | 4138200% |  | 2013
GMP | Salisbury | Solar | Net-Metering | 0.61 | Active | 4138800% |  | 2013
GMP | Thetford | Solar | Net-Metering | 1.85 | Active | 3992400% |  | 2009
GMP | St. Johnsbury | Solar | Net-Metering | 3.97 | Active | 3992400% |  | 2009
GMP | Georgia | Solar | Net-Metering | 0.97 | Active | 3925500% |  | 2007
GMP | Ludlow | Solar | Net-Metering | 2.09 | Active | 3992700% |  | 2009
GMP | Plymouth | Solar | Net-Metering | 6.98 | Active | 3965100% |  | 2008
GMP | Lincoln | Solar | Net-Metering | 1.22 | Active | 3992400% |  | 2009
GMP | Newfane | Solar | Net-Metering | 3.9 | Active | 4138700% |  | 2013
GMP | Wilmington | Solar | Net-Metering | 7.6 | Active | 3906000% |  | 2006
GMP | Poultney | Bio | Net-Metering | 150 | Active | 3992300% |  | 2009
GMP | Orwell | Solar | Net-Metering | 1.92 | Active | 4136000% |  | 2013
GMP | Manchester | Solar | Net-Metering | 2.95 | Active | 4170300% |  | 2014
GMP | Manchester | Solar | Net-Metering | 23.51 | Active | 4136700% |  | 2013
GMP | Peru | Solar | Net-Metering | 4.94 | Active | 4002100% |  | 2009
GMP | Rutland Town | Solar | Utility | 47.65 | Active | 3990500% |  | 2009
GMP | Bethel | Solar | Net-Metering | 15 | Active | 4136200% |  | 2013
GMP | Jericho | Solar | Net-Metering | 7.86 | Active | 4094000% |  | 2012
GMP | Brattleboro | Solar | Net-Metering | 7 | Active | 4136000% |  | 2013
GMP | Manchester | Solar | Net-Metering | 10 | Active | 4258700% |  | 2016
GMP | Rutland Town | Solar | Net-Metering | 2.47 | Active | 4000200% |  | 2009
GMP | Waterford | Solar | Net-Metering | 3.51 | Active | 4002200% |  | 2009
GMP | Dorset | Solar | Net-Metering | 3.79 | Active | 3770800% |  | 2003
GMP | Benson | Solar | Net-Metering | 19.48 | Active | 4152900% |  | 2013
GMP | Woodstock | Solar | Net-Metering | 2.89 | Active | 4151300% |  | 2013
GMP | Thetford | Solar | Net-Metering | 6.32 | Active | 4128400% |  | 2013
GMP | Shrewsbury | Solar | Net-Metering | 3.04 | Active | 4138200% |  | 2013
GMP | Benson | Solar | Net-Metering | 7.79 | Active | 4212900% |  | 2015
GMP | Benson | Solar | Net-Metering | 8.08 | Active | 4161000% |  | 2013
GMP | Vernon | Solar | Net-Metering | 3.04 | Active | 4136700% |  | 2013
GMP | Bridgewater | Solar | Net-Metering | 2.99 | Active | 4138800% |  | 2013
GMP | Halifax | Solar | Net-Metering | 3.92 | Active | 4136900% |  | 2013
GMP | Brandon | Solar | Net-Metering | 1.44 | Active | 4004500% |  | 2009
GMP | Marlboro | Solar | Net-Metering | 3.23 | Active | 4136900% |  | 2013
GMP | Landgrove | Solar | Net-Metering | 4.79 | Active | 4007000% |  | 2009
GMP | Brattleboro | Solar | Net-Metering | 6.9 | Active | 4142400% |  | 2013
GMP | Strafford | Solar | Net-Metering | 1.33 | Active | 4004500% |  | 2009
GMP | Strafford | Solar | Net-Metering | 15 | Active | 3741700% |  | 2002
GMP | Randolph | Solar | Net-Metering | 4.56 | Active | 4228300% |  | 2015
GMP | Bethel | Solar | Net-Metering | 4.09 | Active | 4004500% |  | 2009
GMP | Marlboro | Solar | Net-Metering | 3.04 | Active | 4005300% |  | 2009
GMP | Bennington | Solar | Net-Metering | 4.33 | Active | 3947500% |  | 2008
GMP | Rochester | Solar | Net-Metering | 3.8 | Active | 4177200% |  | 2014
GMP | Lincoln | Solar | Net-Metering | 3.71 | Active | 4007900% |  | 2009
GMP | Rupert | Solar | Net-Metering | 34.11 | Active | 4005000% |  | 2009
GMP | Barnard | Solar | Net-Metering | 5.59 | Active | 4014900% |  | 2009
GMP | West Windsor | Solar | Net-Metering | 5.99 | Active | 4008500% |  | 2009
GMP | Tunbridge | Solar | Net-Metering | 2.17 | Active | 4002800% |  | 2009
GMP | Middlebury | Solar | Net-Metering | 2.43 | Active | 4138700% |  | 2013
GMP | Newbury | Solar | Net-Metering | 3.99 | Active | 4024000% |  | 2010
GMP | Weston | Solar | Net-Metering | 3.51 | Active | 4008500% |  | 2009
GMP | Brandon | Solar | Net-Metering | 4.79 | Active | 4136100% |  | 2013
GMP | Lincoln | Solar | Net-Metering | 5.11 | Active | 4010100% |  | 2009
GMP | Thetford | Solar | Net-Metering | 1.52 | Active | 4013500% |  | 2009
GMP | Rochester | Solar | Net-Metering | 10.77 | Active | 4007100% |  | 2009
GMP | Georgia | Solar | Net-Metering | 4.79 | Active | 4009800% |  | 2009
GMP | West Windsor | Solar | Net-Metering | 4.37 | Active | 4009800% |  | 2009
GMP | Jamaica | Solar | Net-Metering | 4.56 | Active | 4159800% |  | 2013
GMP | Brattleboro | Solar | Net-Metering | 4.9 | Active | 4008500% |  | 2009
GMP | Whitingham | Solar | Net-Metering | 2.51 | Active | 4137900% |  | 2013
GMP | Windsor | Solar | Net-Metering | 16.63 | Active | 4103900% |  | 2012
GMP | Woodstock | Wind | Net-Metering | 2.28 | Active | 3818800% |  | 2004
GMP | Springfield | Solar | Net-Metering | 2.28 | Active | 4138200% |  | 2013
GMP | Cavendish | Solar | Net-Metering | 10.93 | Active | 4143700% |  | 2013
GMP | Brookfield | Solar | Net-Metering | 13.38 | Active | 4136100% |  | 2013
GMP | Strafford | Solar | Net-Metering | 3.04 | Active | 4137500% |  | 2013
GMP | St. Albans City | Solar | Net-Metering | 3.59 | Active | 4138800% |  | 2013
GMP | Brandon | Solar | Net-Metering | 6.8 | Active | 4136100% |  | 2013
GMP | Springfield | Solar | Net-Metering | 47.88 | Active | 4157000% |  | 2013
GMP | Bradford | Solar | Net-Metering | 9.12 | Active | 4135900% |  | 2013
GMP | Weston | Solar | Net-Metering | 8.76 | Active | 4137200% |  | 2013
GMP | Danby | Solar | Net-Metering | 1.37 | Active | 4138600% |  | 2013
GMP | Norwich | Solar | Net-Metering | 9.35 | Active | 4016100% |  | 2009
GMP | Chester | Solar | Net-Metering | 7.97 | Active | 4148800% |  | 2013
GMP | Dummerston | Solar | Net-Metering | 5.42 | Active | 4013500% |  | 2009
GMP | Shaftsbury | Solar | Net-Metering | 5 | Active | 4138600% |  | 2013
GMP | Cornwall | Solar | Net-Metering | 2.53 | Active | 4014900% |  | 2009
GMP | Mount Holly | Solar | Net-Metering | 4.56 | Active | 4150500% |  | 2013
GMP | Andover | Solar | Net-Metering | 1.52 | Active | 4136900% |  | 2013
GMP | Hubbardton | Solar | Net-Metering | 1.92 | Active | 4016200% |  | 2009
GMP | Monkton | Solar | Net-Metering | 7.5 | Active | 4017000% |  | 2009
GMP | Cambridge | Solar | Net-Metering | 9.9 | Active | 4014700% |  | 2009
GMP | Shaftsbury | Solar | Net-Metering | 4.56 | Active | 4018300% |  | 2010
GMP | Westford | Solar | Net-Metering | 4.84 | Active | 3998100% |  | 2009
GMP | Thetford | Solar | Net-Metering | 3.19 | Active | 4019200% |  | 2010
GMP | Norwich | Solar | Net-Metering | 3 | Active | 4022500% |  | 2010
GMP | Weathersfield | Solar | Net-Metering | 1.14 | Active | 4136100% |  | 2013
GMP | Rochester | Solar | Net-Metering | 2.28 | Active | 4001600% |  | 2009
GMP | Middletown Springs | Solar | Net-Metering | 3.9 | Active | 4137500% |  | 2013
GMP | Ira | Wind | Net-Metering | 4.04 | Active | 4139300% |  | 2013
GMP | Brandon | Solar | Net-Metering | 7.75 | Active | 4021200% |  | 2010
GMP | Bennington | Solar | Net-Metering | 2.74 | Active | 4021200% |  | 2010
GMP | Weathersfield | Solar | Net-Metering | 5.47 | Active | 4021200% |  | 2010
GMP | Starksboro | Solar | Net-Metering | 15.96 | Active | 4106700% |  | 2012
GMP | Weston | Solar | Net-Metering | 4.67 | Active | 4137200% |  | 2013
GMP | New Haven | Solar | Net-Metering | 5.02 | Active | 4138800% |  | 2013
GMP | Rochester | Solar | Net-Metering | 3.94 | Active | 4136600% |  | 2013
GMP | Townshend | Solar | Net-Metering | 7.18 | Active | 4028800% |  | 2010
GMP | Brandon | Solar | Net-Metering | 12.48 | Active | 4136200% |  | 2013
GMP | Strafford | Solar | Net-Metering | 2.74 | Active | 4026000% |  | 2010
GMP | Thetford | Solar | Net-Metering | 3.65 | Active | 4174400% |  | 2014
GMP | Strafford | Solar | Net-Metering | 3.65 | Active | 4025500% |  | 2010
GMP | Underhill | Solar | Net-Metering | 7.98 | Active | 4136800% |  | 2013
GMP | Jericho | Solar | Net-Metering | 15.2 | Active | 4106400% |  | 2012
GMP | Poultney | Solar | Net-Metering | 5.8 | Active | 4137900% |  | 2013
GMP | New Haven | Wind | Net-Metering | 2.34 | Active | 4144500% |  | 2013
GMP | Addison | Solar | Net-Metering | 3.99 | Active | 4027000% |  | 2010
GMP | West Windsor | Solar | Net-Metering | 7.87 | Active | 4138000% |  | 2013
GMP | Springfield | Solar | Net-Metering | 199.18 | Active | 4051400% |  | 2010
GMP | Marlboro | Solar | Net-Metering | 3.33 | Active | 4188700% |  | 2014
GMP | Middletown Springs | Solar | Net-Metering | 2.26 | Active | 4138000% |  | 2013
GMP | Newfane | Solar | Net-Metering | 2.57 | Active | 4138100% |  | 2013
GMP | Readsboro | Solar | Net-Metering | 4.49 | Active | 4137600% |  | 2013
GMP | Pomfret | Solar | Net-Metering | 5.08 | Active | 4033300% |  | 2010
GMP | Roxbury | Solar | Net-Metering | 6 | Active | 4030500% |  | 2010
GMP | Springfield | Solar | Net-Metering | 5.13 | Active | 4154300% |  | 2013
GMP | Brattleboro | Bio | Other | 65 | Active | 4152100% |  | 2013
GMP | Middlebury | Solar | Net-Metering | 2.18 | Active | 4034700% |  | 2010
GMP | Vernon | Solar | Net-Metering | 5.77 | Active | 4034700% |  | 2010
GMP | Benson | Solar | Net-Metering | 8.36 | Active | 4154800% |  | 2013
GMP | New Haven | Solar | Net-Metering | 7.6 | Active | 4138600% |  | 2013
GMP | Starksboro | Solar | Net-Metering | 3.99 | Active | 4086900% |  | 2011
GMP | Starksboro | Solar | Net-Metering | 2.99 | Active | 4035900% |  | 2010
GMP | Rutland City | Solar | Net-Metering | 1.52 | Active | 4178300% |  | 2014
GMP | St. Albans City | Solar | Net-Metering | 11.97 | Active | 4035900% |  | 2010
GMP | Royalton | Solar | Net-Metering | 4.47 | Active | 4177200% |  | 2014
GMP | Strafford | Solar | Net-Metering | 5.24 | Active | 4040700% |  | 2010
GMP | Royalton | Solar | Net-Metering | 17.04 | Active | 4040700% |  | 2010
GMP | Pomfret | Solar | Net-Metering | 7.87 | Active | 4161300% |  | 2013
GMP | Thetford | Solar | Net-Metering | 2.62 | Active | 4137500% |  | 2013
GMP | Jericho | Solar | Net-Metering | 3.99 | Active | 4037400% |  | 2010
GMP | Bridgewater | Solar | Net-Metering | 42.75 | Active | 4132000% |  | 2013
GMP | Chittenden | Solar | Net-Metering | 3.85 | Active | 4138100% |  | 2013
GMP | Guilford | Solar | Net-Metering | 1.75 | Active | 4136700% |  | 2013
GMP | Weybridge | Solar | Net-Metering | 9.99 | Active | 4040700% |  | 2010
GMP | Panton | Solar | Net-Metering | 7.5 | Active | 4040700% |  | 2010
GMP | Granville | Solar | Net-Metering | 3.23 | Active | 3893900% |  | 2006
GMP | Hartland | Solar | Net-Metering | 4.37 | Active | 4136600% |  | 2013
GMP | Thetford | Solar | Net-Metering | 3.93 | Active | 4040700% |  | 2010
GMP | Cavendish | Solar | Net-Metering | 8.84 | Active | 4165200% |  | 2014
GMP | Westford | Solar | Net-Metering | 59.7 | Active | 4185200% |  | 2014
GMP | St. Johnsbury | Solar | Net-Metering | 50.01 | Active | 4040700% |  | 2010
GMP | Lincoln | Solar | Net-Metering | 3.99 | Active | 4084400% |  | 2011
GMP | Bridgewater | Solar | Net-Metering | 9.3 | Active | 4138300% |  | 2013
GMP | Poultney | Solar | Net-Metering | 148.2 | Active | 4160400% |  | 2013
GMP | Brattleboro | Solar | Net-Metering | 22.06 | Active | 4136700% |  | 2013
GMP | Londonderry | Solar | Net-Metering | 94.26 | Active | 4037900% |  | 2010
GMP | Cornwall | Solar | Net-Metering | 19.15 | Active | 4246500% |  | 2016
GMP | Bridport | Solar | Net-Metering | 2.74 | Active | 4042800% |  | 2010
GMP | Townshend | Solar | Net-Metering | 2.45 | Active | 4045700% |  | 2010
GMP | Waterford | Solar | Net-Metering | 9.85 | Active | 4155500% |  | 2013
GMP | Brookfield | Solar | Net-Metering | 11.2 | Active | 4043800% |  | 2010
GMP | Woodstock | Solar | Net-Metering | 9.61 | Active | 4043600% |  | 2010
GMP | Thetford | Solar | Net-Metering | 10 | Active | 4212100% |  | 2015
GMP | Sharon | Solar | Net-Metering | 10 | Active | 4088300% |  | 2011
GMP | Weathersfield | Solar | Net-Metering | 1.31 | Active | 4044400% |  | 2010
GMP | Guilford | Solar | Net-Metering | 5.13 | Active | 4178000% |  | 2014
GMP | Hartland | Solar | Net-Metering | 2.19 | Active | 4123900% |  | 2012
GMP | Strafford | Solar | Net-Metering | 9.18 | Active | 4045100% |  | 2010
GMP | Underhill | Solar | Net-Metering | 8 | Active | 4136800% |  | 2013
GMP | Dover | Solar | Net-Metering | 12.54 | Active | 4041700% |  | 2010
GMP | Bradford | Solar | Net-Metering | 9.61 | Active | 4049200% |  | 2010
GMP | Killington | Solar | Net-Metering | 20.98 | Active | 4083400% |  | 2011
GMP | Salisbury | Solar | Net-Metering | 10.05 | Active | 4049200% |  | 2010
GMP | New Haven | Solar | Net-Metering | 3.8 | Active | 4042400% |  | 2010
GMP | Brookline | Solar | Net-Metering | 1.75 | Active | 4167400% |  | 2014
GMP | Thetford | Solar | Net-Metering | 3.06 | Active | 4046200% |  | 2010
GMP | Randolph | Solar | Net-Metering | 2.19 | Active | 4045700% |  | 2010
GMP | Lincoln | Solar | Net-Metering | 10 | Active | 4137200% |  | 2013
GMP | Shaftsbury | Solar | Net-Metering | 1.63 | Active | 4110600% |  | 2012
GMP | Barnard | Solar | Net-Metering | 2.62 | Active | 4047100% |  | 2010
GMP | Grafton | Solar | Net-Metering | 2 | Active | 4180200% |  | 2014
GMP | Winhall | Solar | Net-Metering | 3.93 | Active | 4138000% |  | 2013
GMP | Londonderry | Solar | Net-Metering | 8.84 | Active | 4147900% |  | 2013
GMP | Randolph | Solar | Net-Metering | 2.19 | Active | 4161400% |  | 2013
GMP | Jericho | Solar | Net-Metering | 4.59 | Active | 4046900% |  | 2010
GMP | Tunbridge | Solar | Net-Metering | 5.59 | Active | 4052000% |  | 2010
GMP | Chester | Solar | Net-Metering | 2.45 | Active | 3796700% |  | 2003
GMP | Rutland City | Solar | Net-Metering | 4.79 | Active | 4136700% |  | 2013
GMP | Danville | Solar | Net-Metering | 3.06 | Active | 4047100% |  | 2010
GMP | Royalton | Solar | Net-Metering | 0.66 | Active | 4142600% |  | 2013
GMP | Springfield | Solar | Net-Metering | 21.7 | Active | 4136600% |  | 2013
GMP | Lincoln | Solar | Net-Metering | 5.46 | Active | 4049400% |  | 2010
GMP | Hartland | Solar | Net-Metering | 9 | Active | 4140100% |  | 2013
GMP | Hartford | Solar | Net-Metering | 3.42 | Active | 4033300% |  | 2010
GMP | New Haven | Solar | Net-Metering | 4.81 | Active | 4138600% |  | 2013
GMP | Randolph | Solar | Net-Metering | 2.19 | Active | 3951700% |  | 2008
GMP | Royalton | Solar | Net-Metering | 13.68 | Active | 4093100% |  | 2012
GMP | Manchester | Solar | Net-Metering | 2.14 | Active | 4056300% |  | 2011
GMP | Middlebury | Solar | Net-Metering | 5.7 | Active | 4136700% |  | 2013
GMP | Brattleboro | Solar | Net-Metering | 11.14 | Active | 3832900% |  | 2004
GMP | Wallingford | Solar | Net-Metering | 3.76 | Active | 4056300% |  | 2011
GMP | Woodstock | Solar | Net-Metering | 3.49 | Active | 4117600% |  | 2012
GMP | Westford | Solar | Net-Metering | 9.58 | Active | 4137300% |  | 2013
GMP | Hartford | Solar | Net-Metering | 7.87 | Active | 4138000% |  | 2013
GMP | Springfield | Solar | Net-Metering | 1.6 | Active | 4061200% |  | 2011
GMP | Guilford | Solar | Net-Metering | 5.03 | Active | 4056300% |  | 2011
GMP | Marlboro | Solar | Net-Metering | 3.99 | Active | 4136900% |  | 2013
GMP | Brattleboro | Solar | Net-Metering | 5.8 | Active | 4137200% |  | 2013
GMP | Woodstock | Solar | Net-Metering | 7.86 | Active | 4138100% |  | 2013
GMP | Ripton | Solar | Net-Metering | 1.53 | Active | 4138800% |  | 2013
GMP | Hartford | Solar | Net-Metering | 6.11 | Active | 4057700% |  | 2011
GMP | Hartland | Solar | Net-Metering | 10.48 | Active | 4191100% |  | 2014
GMP | Brookfield | Solar | Net-Metering | 2.6 | Active | 4057400% |  | 2011
GMP | Middlebury | Solar | Net-Metering | 2.2 | Active | 3775300% |  | 2003
GMP | Jericho | Solar | Net-Metering | 3.99 | Active | 4064700% |  | 2011
GMP | Weathersfield | Solar | Net-Metering | 9.6 | Active | 4140300% |  | 2013
GMP | Hartland | Solar | Net-Metering | 4.5 | Active | 4136700% |  | 2013
GMP | Dummerston | Solar | Net-Metering | 3.1 | Active | 4150600% |  | 2013
GMP | Pawlet | Solar | Net-Metering | 3.1 | Active | 4136100% |  | 2013
GMP | Newfane | Solar | Net-Metering | 5.8 | Active | 4138700% |  | 2013
GMP | Dummerston | Solar | Net-Metering | 5.24 | Active | 4136500% |  | 2013
GMP | Cornwall | Solar | Net-Metering | 8.99 | Active | 4067300% |  | 2011
GMP | Springfield | Solar | Net-Metering | 10.5 | Active | 4084700% |  | 2011
GMP | Cornwall | Solar | Net-Metering | 4 | Active | 4068700% |  | 2011
GMP | Readsboro | Solar | Net-Metering | 14.85 | Active | 4137600% |  | 2013
GMP | Lincoln | Solar | Net-Metering | 5.4 | Active | 4068800% |  | 2011
GMP | Sharon | Solar | Net-Metering | 4 | Active | 4137600% |  | 2013
GMP | Middletown Springs | Solar | Net-Metering | 13.24 | Active | 4138000% |  | 2013
GMP | Dummerston | Solar | Net-Metering | 2.8 | Active | 4075100% |  | 2011
GMP | Salisbury | Solar | Net-Metering | 5.1 | Active | 4138800% |  | 2013
GMP | Shrewsbury | Solar | Net-Metering | 5.9 | Active | 4138200% |  | 2013
GMP | Guilford | Solar | Net-Metering | 1.4 | Active | 4136000% |  | 2013
GMP | Starksboro | Solar | Net-Metering | 3.4 | Active | 4137200% |  | 2013
GMP | Brattleboro | Solar | Net-Metering | 2.7 | Active | 4136000% |  | 2013
GMP | Brattleboro | Solar | Net-Metering | 32.2 | Active | 4140200% |  | 2013
GMP | Shaftsbury | Solar | Net-Metering | 14.4 | Active | 4107400% |  | 2012
GMP | Woodstock | Solar | Net-Metering | 8.06 | Active | 4138200% |  | 2013
GMP | Georgia | Solar | Net-Metering | 4.6 | Active | 4138700% |  | 2013
GMP | Ludlow | Solar | Net-Metering | 3.9 | Active | 4070400% |  | 2011
GMP | Milton | Solar | Net-Metering | 7.9 | Active | 4087500% |  | 2011
GMP | Thetford | Solar | Net-Metering | 15 | Active | 4139600% |  | 2013
GMP | Dummerston | Solar | Net-Metering | 32.15 | Active | 4091200% |  | 2012
GMP | Concord | Solar | Net-Metering | 7.87 | Active | 4137500% |  | 2013
GMP | St. Johnsbury | Solar | Net-Metering | 2.6 | Active | 4138200% |  | 2013
GMP | Chester | Solar | Net-Metering | 3.8 | Active | 4136500% |  | 2013
GMP | Cornwall | Wind | Net-Metering | 9.5 | Active | 4075100% |  | 2011
GMP | Mount Holly | Solar | Net-Metering | 3.3 | Active | 4138000% |  | 2013
GMP | Newfane | Solar | Net-Metering | 7.6 | Active | 4138700% |  | 2013
GMP | Bethel | Solar | Net-Metering | 2.7 | Active | 4075100% |  | 2011
GMP | Bristol | Solar | Net-Metering | 7.02 | Active | 4137500% |  | 2013
GMP | Hubbardton | Solar | Net-Metering | 6.5 | Active | 4095800% |  | 2012
GMP | New Haven | Solar | Net-Metering | 3.7 | Active | 4150800% |  | 2013
GMP | St. Johnsbury | Solar | Net-Metering | 3.2 | Active | 4136900% |  | 2013
GMP | Lincoln | Solar | Net-Metering | 3 | Active | 4170800% |  | 2014
GMP | Orwell | Wind | Net-Metering | 9.5 | Active | 4074300% |  | 2011
GMP | Benson | Wind | Net-Metering | 9.5 | Active | 4088600% |  | 2011
GMP | Reading | Solar | Net-Metering | 5.7 | Active | 4137900% |  | 2013
GMP | Tinmouth | Solar | Net-Metering | 7.64 | Active | 4136500% |  | 2013
GMP | New Haven | Solar | Net-Metering | 5.4 | Active | 4138200% |  | 2013
GMP | Sharon | Solar | Net-Metering | 2.7 | Active | 3796100% |  | 2003
GMP | Brattleboro | Solar | Net-Metering | 5.1 | Active | 4137500% |  | 2013
GMP | Guilford | Solar | Net-Metering | 3.9 | Active | 4078000% |  | 2011
GMP | Fairfax | Solar | Net-Metering | 4.4 | Active | 4137200% |  | 2013
GMP | Chittenden | Solar | Net-Metering | 11.03 | Active | 4137900% |  | 2013
GMP | Guilford | Solar | Net-Metering | 8.2 | Active | 4091800% |  | 2012
GMP | Guilford | Solar | Net-Metering | 11.6 | Active | 4136600% |  | 2013
GMP | Middlebury | Solar | Net-Metering | 12 | Active | 4147900% |  | 2013
GMP | Brookfield | Solar | Net-Metering | 5.4 | Active | 4108700% |  | 2012
GMP | Ripton | Solar | Net-Metering | 4 | Active | 4138800% |  | 2013
GMP | Rockingham | Solar | Net-Metering | 4.6 | Active | 4136500% |  | 2013
GMP | Danby | Solar | Net-Metering | 1.63 | Active | 4136200% |  | 2013
GMP | Barnet | Solar | Net-Metering | 4 | Active | 4138100% |  | 2013
GMP | Brattleboro | Solar | Net-Metering | 4.9 | Active | 4143800% |  | 2013
GMP | Barnard | Solar | Net-Metering | 11.2 | Active | 4138700% |  | 2013
GMP | Bennington | Solar | Net-Metering | 19.7 | Active | 4094000% |  | 2012
GMP | Londonderry | Solar | Net-Metering | 10.5 | Active | 4137500% |  | 2013
GMP | Wallingford | Wind | Net-Metering | 9.5 | Active | 4087500% |  | 2011
GMP | Brandon | Solar | Net-Metering | 4.01 | Active | 4138600% |  | 2013
GMP | St. Johnsbury | Solar | Net-Metering | 3.9 | Active | 4136100% |  | 2013
GMP | Pittsford | Solar | Net-Metering | 5.4 | Active | 4084200% |  | 2011
GMP | Winhall | Solar | Net-Metering | 6 | Active | 4138200% |  | 2013
GMP | Mount Holly | Solar | Net-Metering | 8.4 | Active | 4078000% |  | 2011
GMP | Wardsboro | Solar | Net-Metering | 2.7 | Active | 4138100% |  | 2013
GMP | Shoreham | Solar | Net-Metering | 55.86 | Active | 4087600% |  | 2011
GMP | Woodstock | Wind | Net-Metering | 11.4 | Active | 4078100% |  | 2011
GMP | Woodstock | Solar | Net-Metering | 55.9 | Active | 4099400% |  | 2012
GMP | Milton | Solar | Net-Metering | 7.1 | Active | 4171100% |  | 2014
GMP | Danville | Solar | Net-Metering | 5.5 | Active | 4138200% |  | 2013
GMP | Weybridge | Bio | Net-Metering | 155 | Active | 4129100% |  | 2013
GMP | Lincoln | Solar | Net-Metering | 34.2 | Active | 4112000% |  | 2012
GMP | Middlebury | Solar | Net-Metering | 140.5 | Active | 4089900% |  | 2011
GMP | Randolph | Solar | Net-Metering | 4.9 | Active | 4136100% |  | 2013
GMP | Manchester | Solar | Net-Metering | 3.9 | Active | 4137600% |  | 2013
GMP | Springfield | Solar | Net-Metering | 2.7 | Active | 4138800% |  | 2013
GMP | Cambridge | Solar | Net-Metering | 4 | Active | 4137900% |  | 2013
GMP | Milton | Solar | Net-Metering | 5.7 | Active | 4138100% |  | 2013
GMP | Brattleboro | Solar | Net-Metering | 3.6 | Active | 4136100% |  | 2013
GMP | Cavendish | Solar | Net-Metering | 5.5 | Active | 4090700% |  | 2011
GMP | Ludlow | Solar | Net-Metering | 4.37 | Active | 4138600% |  | 2013
GMP | Randolph | Bio | Net-Metering | 19 | Active | 4000200% |  | 2009
GMP | Thetford | Solar | Net-Metering | 4.9 | Active | 4137900% |  | 2013
GMP | Windham | Solar | Net-Metering | 1.8 | Active | 4137500% |  | 2013
GMP | Poultney | Solar | Net-Metering | 32.8 | Active | 4089900% |  | 2011
GMP | Middlebury | Solar | Net-Metering | 11.4 | Active | 4136700% |  | 2013
GMP | Salisbury | Solar | Net-Metering | 4.7 | Active | 4138700% |  | 2013
GMP | Brattleboro | Solar | Net-Metering | 14.2 | Active | 4136100% |  | 2013
GMP | Readsboro | Solar | Net-Metering | 3.2 | Active | 4137600% |  | 2013
GMP | Bradford | Solar | Net-Metering | 7.05 | Active | 4138000% |  | 2013
GMP | Shoreham | Solar | Net-Metering | 55.9 | Active | 4105300% |  | 2012
GMP | Middlebury | Solar | Net-Metering | 135.7 | Active | 4132700% |  | 2013
GMP | St. Johnsbury | Solar | Net-Metering | 16 | Active | 4171200% |  | 2014
GMP | Jericho | Solar | Net-Metering | 32.1 | Active | 4183800% |  | 2014
GMP | Wells | Solar | Net-Metering | 35 | Active | 4091300% |  | 2012
GMP | Barnard | Solar | Net-Metering | 11.4 | Active | 4093100% |  | 2012
GMP | Brattleboro | Solar | Net-Metering | 16.1 | Active | 4098900% |  | 2012
GMP | Sharon | Solar | Net-Metering | 5.8 | Active | 4137300% |  | 2013
GMP | Rochester | Solar | Net-Metering | 0.44 | Active | 4136600% |  | 2013
GMP | Chester | Solar | Net-Metering | 21.4 | Active | 4093900% |  | 2012
GMP | St. Albans City | Wind | Net-Metering | 1.4 | Active | 4153400% |  | 2013
GMP | Rutland Town | Solar | Net-Metering | 39.5 | Active | 4170500% |  | 2014
GMP | Mount Holly | Solar | Net-Metering | 4.9 | Active | 4144200% |  | 2013
GMP | Marlboro | Solar | Net-Metering | 2.82 | Active | 4136900% |  | 2013
GMP | Brattleboro | Solar | Net-Metering | 7.9 | Active | 4137200% |  | 2013
GMP | Lincoln | Solar | Net-Metering | 12.3 | Active | 4170500% |  | 2014
GMP | Brattleboro | Solar | Net-Metering | 10.7 | Active | 4094800% |  | 2012
GMP | Brattleboro | Solar | Net-Metering | 10.7 | Active | 4094500% |  | 2012
GMP | Halifax | Solar | Net-Metering | 6.3 | Active | 4093300% |  | 2012
GMP | Rochester | Solar | Net-Metering | 5.8 | Active | 4136600% |  | 2013
GMP | Middlebury | Solar | Net-Metering | 7.7 | Active | 4156800% |  | 2013
GMP | St. Albans City | Solar | Net-Metering | 36.1 | Active | 4191300% |  | 2014
GMP | Barnard | Solar | Net-Metering | 4.47 | Active | 4138800% |  | 2013
GMP | Halifax | Solar | Net-Metering | 5.4 | Active | 4137500% |  | 2013
GMP | Norwich | Solar | Net-Metering | 4.7 | Active | 4137600% |  | 2013
GMP | Windham | Solar | Net-Metering | 4.8 | Active | 4110200% |  | 2012
GMP | Whiting | Solar | Net-Metering | 4.8 | Active | 4137900% |  | 2013
GMP | Brattleboro | Other | Other | 960 | Active | 4096300% |  | 2012
GMP | Springfield | Solar | Net-Metering | 57.21 | Active | 4124100% |  | 2012
GMP | Brattleboro | Solar | Net-Metering | 20.1 | Active | 4079600% |  | 2011
GMP | Shoreham | Solar | Net-Metering | 4 | Active | 4138100% |  | 2013
GMP | St. Johnsbury | Solar | Net-Metering | 4.4 | Active | 4136000% |  | 2013
GMP | Tinmouth | Solar | Net-Metering | 5.33 | Active | 4137400% |  | 2013
GMP | Wallingford | Solar | Net-Metering | 3.44 | Active | 4136100% |  | 2013
GMP | Brattleboro | Solar | Net-Metering | 2.85 | Active | 4136800% |  | 2013
GMP | Rutland Town | Solar | Net-Metering | 57.05 | Active | 4164500% |  | 2014
GMP | Mount Holly | Solar | Net-Metering | 3.72 | Active | 4138100% |  | 2013
GMP | Londonderry | Solar | Net-Metering | 5.5 | Active | 4138700% |  | 2013
GMP | Benson | Solar | Net-Metering | 5.7 | Active | 4103900% |  | 2012
GMP | Shrewsbury | Solar | Net-Metering | 3.92 | Active | 4137200% |  | 2013
GMP | Bennington | Solar | Net-Metering | 30.1 | Active | 4138000% |  | 2013
GMP | Underhill | Solar | Net-Metering | 5.5 | Active | 4136800% |  | 2013
GMP | Londonderry | Solar | Net-Metering | 3.3 | Active | 4151100% |  | 2013
GMP | West Haven | Wind | Net-Metering | 9.5 | Active | 4107500% |  | 2012
GMP | West Haven | Wind | Net-Metering | 9.5 | Active | 4107500% |  | 2012
GMP | Milton | Solar | Net-Metering | 4.6 | Active | 4138000% |  | 2013
GMP | Brattleboro | Solar | Net-Metering | 29.1 | Active | 4120800% |  | 2012
GMP | Norwich | Solar | Net-Metering | 5.7 | Active | 4107200% |  | 2012
GMP | Shrewsbury | Solar | Net-Metering | 2.3 | Active | 4138300% |  | 2013
GMP | Bristol | Solar | Net-Metering | 3.19 | Active | 4137300% |  | 2013
GMP | Fletcher | Solar | Net-Metering | 3.4 | Active | 4137500% |  | 2013
GMP | Sheldon | Solar | Net-Metering | 9.7 | Active | 4138800% |  | 2013
GMP | Monkton | Solar | Net-Metering | 13.47 | Active | 4136900% |  | 2013
GMP | Marlboro | Solar | Net-Metering | 4.1 | Active | 4137200% |  | 2013
GMP | Underhill | Solar | Net-Metering | 5.6 | Active | 4136700% |  | 2013
GMP | Shrewsbury | Solar | Net-Metering | 8.2 | Active | 4138200% |  | 2013
GMP | Ripton | Solar | Net-Metering | 10.72 | Active | 4112700% |  | 2012
GMP | Strafford | Solar | Net-Metering | 5.7 | Active | 4105900% |  | 2012
GMP | Brattleboro | Solar | Net-Metering | 22.1 | Active | 4136100% |  | 2013
GMP | Castleton | Solar | Net-Metering | 2.91 | Active | 4137400% |  | 2013
GMP | Poultney | Solar | Net-Metering | 4.9 | Active | 4117200% |  | 2012
GMP | Marlboro | Solar | Net-Metering | 3.85 | Active | 4137200% |  | 2013
GMP | Clarendon | Solar | Net-Metering | 5.3 | Active | 4137300% |  | 2013
GMP | Springfield | Solar | Net-Metering | 500 | Active | 4166300% |  | 2014
GMP | Milton | Solar | Net-Metering | 6.5 | Active | 4138200% |  | 2013
GMP | Poultney | Solar | Net-Metering | 4.4 | Active | 4138000% |  | 2013
GMP | Wallingford | Solar | Net-Metering | 18.3 | Active | 4110900% |  | 2012
GMP | Dummerston | Solar | Net-Metering | 5 | Active | 4136500% |  | 2013
GMP | Milton | Solar | Net-Metering | 5.6 | Active | 4138300% |  | 2013
GMP | Winhall | Wind | Net-Metering | 1.9 | Active | 4103800% |  | 2012
GMP | Poultney | Solar | Net-Metering | 5.7 | Active | 4136600% |  | 2013
GMP | Brandon | Solar | Net-Metering | 53.6 | Active | 4125700% |  | 2012
GMP | Woodstock | Solar | Net-Metering | 7.7 | Active | 4112000% |  | 2012
GMP | Killington | Solar | Net-Metering | 10.9 | Active | 4136700% |  | 2013
GMP | Guilford | Solar | Net-Metering | 5.5 | Active | 4136600% |  | 2013
GMP | Milton | Solar | Net-Metering | 6.5 | Active | 4138200% |  | 2013
GMP | Guilford | Solar | Net-Metering | 4.6 | Active | 4136500% |  | 2013
GMP | Starksboro | Solar | Net-Metering | 9.76 | Active | 4137200% |  | 2013
GMP | Strafford | Solar | Net-Metering | 3.7 | Active | 4137500% |  | 2013
GMP | St. Albans City | Solar | Net-Metering | 5 | Active | 4224000% |  | 2015
GMP | Rutland City | Solar | Net-Metering | 139.3 | Active | 4127400% |  | 2012
GMP | Bennington | Solar | Net-Metering | 3 | Active | 4137900% |  | 2013
GMP | Salisbury | Solar | Net-Metering | 3.7 | Active | 4138800% |  | 2013
GMP | Tinmouth | Solar | Net-Metering | 4.24 | Active | 4136100% |  | 2013
GMP | Rutland City | Solar | Net-Metering | 3.1 | Active | 4136900% |  | 2013
GMP | Brattleboro | Solar | Net-Metering | 2.7 | Active | 4137200% |  | 2013
GMP | Chester | Solar | Net-Metering | 2.9 | Active | 4170100% |  | 2014
GMP | Chester | Solar | Net-Metering | 3.3 | Active | 4136900% |  | 2013
GMP | Brattleboro | Solar | Net-Metering | 5.9 | Active | 4136700% |  | 2013
GMP | Weston | Solar | Net-Metering | 14.5 | Active | 4112700% |  | 2012
GMP | Ludlow | Solar | Net-Metering | 9.4 | Active | 4113000% |  | 2012
GMP | Tinmouth | Solar | Net-Metering | 2.3 | Active | 4136100% |  | 2013
GMP | Ripton | Solar | Net-Metering | 3.8 | Active | 4138800% |  | 2013
GMP | Middlebury | Solar | Net-Metering | 5.4 | Active | 4138600% |  | 2013
GMP | Underhill | Solar | Net-Metering | 4.4 | Active | 4136800% |  | 2013
GMP | Guilford | Solar | Net-Metering | 3.3 | Active | 4136600% |  | 2013
GMP | Middletown Springs | Solar | Net-Metering | 5.5 | Active | 4138000% |  | 2013
GMP | Strafford | Solar | Net-Metering | 4.7 | Active | 4137500% |  | 2013
GMP | Jericho | Solar | Net-Metering | 6 | Active | 4137600% |  | 2013
GMP | Underhill | Solar | Net-Metering | 4.57 | Active | 4071100% |  | 2011
GMP | Manchester | Solar | Net-Metering | 4.94 | Active | 4136900% |  | 2013
GMP | New Haven | Solar | Net-Metering | 11 | Active | 4137600% |  | 2013
GMP | Pownal | Solar | Net-Metering | 15 | Active | 4136200% |  | 2013
GMP | Royalton | Solar | Net-Metering | 8.14 | Active | 4137500% |  | 2013
GMP | Bethel | Hydro | Net-Metering | 300 | Active | 4112200% |  | 2012
GMP | Athens | Solar | Net-Metering | 2.74 | Active | 4136900% |  | 2013
GMP | Bristol | Solar | Net-Metering | 4.47 | Active | 4137500% |  | 2013
GMP | Dummerston | Solar | Net-Metering | 5.5 | Active | 4136500% |  | 2013
GMP | Bennington | Solar | Net-Metering | 5.3 | Active | 4136900% |  | 2013
GMP | Jericho | Solar | Net-Metering | 5 | Active | 4137500% |  | 2013
GMP | Winhall | Solar | Net-Metering | 4.9 | Active | 4138700% |  | 2013
GMP | Ira | Solar | Net-Metering | 3.7 | Active | 4110900% |  | 2012
GMP | Hartland | Solar | Net-Metering | 4.5 | Active | 4136600% |  | 2013
GMP | Brandon | Solar | Net-Metering | 4.8 | Active | 4113800% |  | 2012
GMP | Strafford | Solar | Net-Metering | 3.6 | Active | 4137500% |  | 2013
GMP | Milton | Solar | Net-Metering | 3.7 | Active | 4138200% |  | 2013
GMP | Underhill | Solar | Net-Metering | 7.5 | Active | 4136800% |  | 2013
GMP | Woodstock | Solar | Net-Metering | 11.17 | Active | 4119000% |  | 2012
GMP | Randolph | Solar | Net-Metering | 83 | Active | 4119000% |  | 2012
GMP | Royalton | Solar | Net-Metering | 2.5 | Active | 4138800% |  | 2013
GMP | Jericho | Solar | Net-Metering | 3.1 | Active | 4137600% |  | 2013
GMP | Springfield | Solar | Net-Metering | 8.2 | Active | 4137600% |  | 2013
GMP | Milton | Solar | Net-Metering | 3.1 | Active | 4137900% |  | 2013
GMP | Killington | Solar | Net-Metering | 3.7 | Active | 4136900% |  | 2013
GMP | Vershire | Solar | Net-Metering | 4.3 | Active | 4138700% |  | 2013
GMP | Poultney | Solar | Net-Metering | 7.66 | Active | 4117600% |  | 2012
GMP | Brattleboro | Solar | Net-Metering | 13.5 | Active | 4137200% |  | 2013
GMP | Westford | Solar | Net-Metering | 1.9 | Active | 4137300% |  | 2013
GMP | Middlebury | Solar | Net-Metering | 500 | Active | 4163400% |  | 2013
GMP | Fairfield | Solar | Net-Metering | 7.1 | Active | 4137300% |  | 2013
GMP | Ira | Solar | Net-Metering | 5 | Active | 4137400% |  | 2013
GMP | Danville | Solar | Net-Metering | 7.6 | Active | 4138600% |  | 2013
GMP | Chittenden | Solar | Net-Metering | 6.1 | Active | 4137900% |  | 2013
GMP | Andover | Solar | Net-Metering | 10.5 | Active | 4136900% |  | 2013
GMP | Roxbury | Solar | Net-Metering | 3.1 | Active | 4136000% |  | 2013
GMP | Milton | Solar | Net-Metering | 5 | Active | 4137600% |  | 2013
GMP | Monkton | Solar | Net-Metering | 0.95 | Active | 4141400% |  | 2013
GMP | Woodstock | Solar | Net-Metering | 4.5 | Active | 4138200% |  | 2013
GMP | Peru | Solar | Net-Metering | 10 | Active | 4138700% |  | 2013
GMP | Starksboro | Solar | Net-Metering | 6.91 | Active | 4115800% |  | 2012
GMP | Underhill | Solar | Net-Metering | 3.7 | Active | 4136800% |  | 2013
GMP | Milton | Solar | Net-Metering | 5 | Active | 4138000% |  | 2013
GMP | Milton | Solar | Net-Metering | 7.5 | Active | 4138100% |  | 2013
GMP | Underhill | Solar | Net-Metering | 6.5 | Active | 4136900% |  | 2013
GMP | Andover | Solar | Net-Metering | 3.7 | Active | 4137200% |  | 2013
GMP | Bennington | Solar | Net-Metering | 11.6 | Active | 4137400% |  | 2013
GMP | Lincoln | Solar | Net-Metering | 47.9 | Active | 4121100% |  | 2012
GMP | Woodstock | Wind | Net-Metering | 11.4 | Active | 4116900% |  | 2012
GMP | Colchester | Solar | Net-Metering | 5.9 | Active | 4138100% |  | 2013
GMP | Milton | Solar | Net-Metering | 6.5 | Active | 4138200% |  | 2013
GMP | Jericho | Solar | Net-Metering | 5 | Active | 4136900% |  | 2013
GMP | Ripton | Solar | Net-Metering | 5.7 | Active | 4117900% |  | 2012
GMP | Bridport | Solar | Net-Metering | 4 | Active | 4138200% |  | 2013
GMP | Middlebury | Solar | Net-Metering | 2.4 | Active | 4138600% |  | 2013
GMP | Mount Holly | Solar | Net-Metering | 1.9 | Active | 4138200% |  | 2013
GMP | Randolph | Solar | Net-Metering | 3.01 | Active | 4147300% |  | 2013
GMP | Castleton | Solar | Net-Metering | 3.9 | Active | 4171000% |  | 2014
GMP | Bennington | Solar | Net-Metering | 4.28 | Active | 4137900% |  | 2013
GMP | Jericho | Solar | Net-Metering | 4.9 | Active | 4136900% |  | 2013
GMP | Westford | Solar | Net-Metering | 5.6 | Active | 4137300% |  | 2013
GMP | Westford | Solar | Net-Metering | 7.5 | Active | 4137300% |  | 2013
GMP | Chester | Solar | Net-Metering | 4.5 | Active | 4136500% |  | 2013
GMP | Jericho | Solar | Net-Metering | 7.8 | Active | 4136900% |  | 2013
GMP | Bradford | Solar | Net-Metering | 5.7 | Active | 4138100% |  | 2013
GMP | Springfield | Solar | Net-Metering | 143.8 | Active | 4140100% |  | 2013
GMP | St. Albans City | Solar | Net-Metering | 25.7 | Active | 4169400% |  | 2014
GMP | Fair Haven | Solar | Net-Metering | 5.7 | Active | 4137400% |  | 2013
GMP | Rutland City | Solar | Net-Metering | 149.5 | Active | 4124800% |  | 2012
GMP | Northfield | Solar | Net-Metering | 8.4 | Active | 4136000% |  | 2013
GMP | Brattleboro | Solar | Net-Metering | 8.9 | Active | 4135400% |  | 2013
GMP | Brattleboro | Solar | Net-Metering | 3.6 | Active | 4136900% |  | 2013
GMP | Milton | Solar | Net-Metering | 6.2 | Active | 4138100% |  | 2013
GMP | New Haven | Solar | Net-Metering | 4.9 | Active | 4137600% |  | 2013
GMP | Londonderry | Solar | Net-Metering | 3.8 | Active | 4138700% |  | 2013
GMP | Jericho | Solar | Net-Metering | 3.1 | Active | 4127800% |  | 2013
GMP | Milton | Solar | Net-Metering | 4.4 | Active | 4137900% |  | 2013
GMP | Milton | Solar | Net-Metering | 3.7 | Active | 4138700% |  | 2013
GMP | Strafford | Solar | Net-Metering | 2.4 | Active | 4137600% |  | 2013
GMP | Poultney | Solar | Net-Metering | 3.7 | Active | 4136600% |  | 2013
GMP | Bridport | Wind | Net-Metering | 95 | Active | 4133400% |  | 2013
GMP | Cornwall | Solar | Net-Metering | 5.6 | Active | 4138000% |  | 2013
GMP | Jericho | Solar | Net-Metering | 3.7 | Active | 4137600% |  | 2013
GMP | Bridport | Solar | Net-Metering | 139 | Active | 4135200% |  | 2013
GMP | Lunenburg | Solar | Net-Metering | 3.5 | Active | 4137900% |  | 2013
GMP | Milton | Solar | Net-Metering | 56.4 | Active | 4130900% |  | 2013
GMP | Westford | Solar | Net-Metering | 3.8 | Active | 4137300% |  | 2013
GMP | Manchester | Solar | Net-Metering | 142.5 | Active | 4162000% |  | 2013
GMP | Milton | Solar | Net-Metering | 4.4 | Active | 4138000% |  | 2013
GMP | Roxbury | Solar | Net-Metering | 3.7 | Active | 4136000% |  | 2013
GMP | Newbury | Hydro | Net-Metering | 5 | Active | 4107100% |  | 2012
GMP | Middlebury | Solar | Net-Metering | 3.7 | Active | 4137600% |  | 2013
GMP | Brattleboro | Solar | Net-Metering | 13 | Active | 4127700% |  | 2013
GMP | Middlebury | Solar | Net-Metering | 8.5 | Active | 4138600% |  | 2013
GMP | Bristol | Solar | Net-Metering | 3.7 | Active | 4137500% |  | 2013
GMP | Milton | Solar | Net-Metering | 7 | Active | 4144500% |  | 2013
GMP | Brandon | Solar | Net-Metering | 1.5 | Active | 4136100% |  | 2013
GMP | Salisbury | Solar | Net-Metering | 4.4 | Active | 4136600% |  | 2013
GMP | Barnet | Solar | Net-Metering | 11.35 | Active | 4138300% |  | 2013
GMP | Weybridge | Solar | Net-Metering | 5.6 | Active | 4127400% |  | 2012
GMP | Plymouth | Solar | Net-Metering | 1.9 | Active | 4138600% |  | 2013
GMP | Lunenburg | Solar | Net-Metering | 19.3 | Active | 4137600% |  | 2013
GMP | Dummerston | Solar | Net-Metering | 4.9 | Active | 4136500% |  | 2013
GMP | Halifax | Solar | Net-Metering | 3.7 | Active | 4136000% |  | 2013
GMP | Brookfield | Solar | Net-Metering | 10 | Active | 4131900% |  | 2013
GMP | Royalton | Solar | Net-Metering | 8.7 | Active | 4132700% |  | 2013
GMP | Bridport | Solar | Net-Metering | 3 | Active | 4138300% |  | 2013
GMP | Plymouth | Solar | Net-Metering | 1.9 | Active | 4139000% |  | 2013
GMP | Rutland City | Solar | Net-Metering | 77.7 | Active | 4133000% |  | 2013
GMP | Milton | Solar | Net-Metering | 7 | Active | 4137900% |  | 2013
GMP | Milton | Solar | Net-Metering | 4.4 | Active | 4138200% |  | 2013
GMP | Underhill | Solar | Net-Metering | 5 | Active | 4133700% |  | 2013
GMP | Danville | Solar | Net-Metering | 3 | Active | 4296900% |  | 2017
GMP | Rochester | Solar | Net-Metering | 7 | Active | 4146700% |  | 2013
GMP | Brattleboro | Solar | Net-Metering | 4.8 | Active | 4136200% |  | 2013
GMP | Bristol | Solar | Net-Metering | 9.8 | Active | 4143700% |  | 2013
GMP | Castleton | Solar | Net-Metering | 4.4 | Active | 4138300% |  | 2013
GMP | Bristol | Solar | Net-Metering | 7.5 | Active | 4137300% |  | 2013
GMP | Bristol | Solar | Net-Metering | 4.7 | Active | 4137300% |  | 2013
GMP | Brattleboro | Solar | Net-Metering | 5.6 | Active | 4136000% |  | 2013
GMP | Rockingham | Solar | Net-Metering | 8.4 | Active | 4138300% |  | 2013
GMP | Monkton | Solar | Net-Metering | 32.2 | Active | 4127400% |  | 2012
GMP | Georgia | Solar | Net-Metering | 17.4 | Active | 4141700% |  | 2013
GMP | Brandon | Solar | Net-Metering | 5 | Active | 4136500% |  | 2013
GMP | Brattleboro | Solar | Net-Metering | 9.5 | Active | 4159100% |  | 2013
GMP | Vernon | Solar | Net-Metering | 82 | Active | 4137200% |  | 2013
GMP | Hartland | Solar | Net-Metering | 10 | Active | 4128800% |  | 2013
GMP | Rutland Town | Solar | Net-Metering | 1.6 | Active | 4123300% |  | 2012
GMP | Brattleboro | Solar | Net-Metering | 8.4 | Active | 4136600% |  | 2013
GMP | Danby | Solar | Net-Metering | 5.6 | Active | 4125700% |  | 2012
GMP | Swanton | Solar | Net-Metering | 13 | Active | 4137500% |  | 2013
GMP | Clarendon | Solar | Net-Metering | 4.2 | Active | 4137300% |  | 2013
GMP | Lincoln | Solar | Net-Metering | 3.9 | Active | 4137200% |  | 2013
GMP | Poultney | Solar | Net-Metering | 6.71 | Active | 4160300% |  | 2013
GMP | Middlebury | Solar | Net-Metering | 2.3 | Active | 4124000% |  | 2012
GMP | Lincoln | Solar | Net-Metering | 2.4 | Active | 4137200% |  | 2013
GMP | Guilford | Solar | Net-Metering | 20.5 | Active | 4127700% |  | 2013
GMP | Bradford | Solar | Net-Metering | 9.1 | Active | 4137600% |  | 2013
GMP | Bristol | Solar | Net-Metering | 3.7 | Active | 4136900% |  | 2013
GMP | Bennington | Solar | Net-Metering | 5.4 | Active | 4136900% |  | 2013
GMP | St. Johnsbury | Solar | Net-Metering | 3.9 | Active | 4136100% |  | 2013
GMP | Roxbury | Solar | Net-Metering | 6.3 | Active | 4136000% |  | 2013
GMP | Lincoln | Solar | Net-Metering | 5 | Active | 4170400% |  | 2014
GMP | Milton | Solar | Net-Metering | 6.5 | Active | 4138700% |  | 2013
GMP | New Haven | Solar | Net-Metering | 7.5 | Active | 4142400% |  | 2013
GMP | Lincoln | Solar | Net-Metering | 5 | Active | 4137200% |  | 2013
GMP | Jericho | Solar | Net-Metering | 5.6 | Active | 4139300% |  | 2013
GMP | Middlebury | Solar | Net-Metering | 5.5 | Active | 4138100% |  | 2013
GMP | Middlebury | Solar | Net-Metering | 3.6 | Active | 4138300% |  | 2013
GMP | Dorset | Solar | Net-Metering | 5.4 | Active | 4140100% |  | 2013
GMP | Milton | Solar | Net-Metering | 4.5 | Active | 4138000% |  | 2013
GMP | Ripton | Solar | Net-Metering | 47.5 | Active | 4158600% |  | 2013
GMP | Castleton | Solar | Net-Metering | 8.9 | Active | 4135200% |  | 2013
GMP | Bradford | Solar | Net-Metering | 14.33 | Active | 4145000% |  | 2013
GMP | Starksboro | Solar | Net-Metering | 9.24 | Active | 4128900% |  | 2013
GMP | Starksboro | Solar | Net-Metering | 4.5 | Active | 4137200% |  | 2013
GMP | Cornwall | Solar | Net-Metering | 6.15 | Active | 4136700% |  | 2013
GMP | Londonderry | Solar | Net-Metering | 2.3 | Active | 4138800% |  | 2013
GMP | Brattleboro | Solar | Net-Metering | 5.5 | Active | 4136900% |  | 2013
GMP | New Haven | Solar | Net-Metering | 3.1 | Active | 4138600% |  | 2013
GMP | Barnard | Solar | Net-Metering | 6.4 | Active | 4145700% |  | 2013
GMP | Randolph | Solar | Net-Metering | 5 | Active | 4138800% |  | 2013
GMP | Barnard | Solar | Net-Metering | 2.9 | Active | 4143900% |  | 2013
GMP | Windsor | Solar | Net-Metering | 9.8 | Active | 4142300% |  | 2013
GMP | Brattleboro | Solar | Net-Metering | 3.01 | Active | 4127700% |  | 2013
GMP | Colchester | Solar | Net-Metering | 3.7 | Active | 4138100% |  | 2013
GMP | New Haven | Solar | Net-Metering | 3.7 | Active | 4141100% |  | 2013
GMP | Hartford | Solar | Net-Metering | 25.65 | Active | 4148800% |  | 2013
GMP | Milton | Solar | Net-Metering | 4.4 | Active | 4138000% |  | 2013
GMP | Dummerston | Solar | Net-Metering | 17.1 | Active | 4149200% |  | 2013
GMP | Wells | Solar | Net-Metering | 4.9 | Active | 4165900% |  | 2014
GMP | Middlebury | Solar | Net-Metering | 7.5 | Active | 4138100% |  | 2013
GMP | Shoreham | Solar | Net-Metering | 2.7 | Active | 4138000% |  | 2013
GMP | Jericho | Solar | Net-Metering | 2.3 | Active | 4137600% |  | 2013
GMP | Northfield | Solar | Net-Metering | 5.5 | Active | 4136000% |  | 2013
GMP | Bristol | Solar | Net-Metering | 3.1 | Active | 4137500% |  | 2013
GMP | Shoreham | Solar | Net-Metering | 14.5 | Active | 4136200% |  | 2013
GMP | Lincoln | Solar | Net-Metering | 5 | Active | 4171600% |  | 2014
GMP | Shoreham | Solar | Net-Metering | 3.1 | Active | 4139400% |  | 2013
GMP | Bristol | Solar | Net-Metering | 6.5 | Active | 4138200% |  | 2013
GMP | Orwell | Solar | Net-Metering | 9.3 | Active | 4143500% |  | 2013
GMP | Bristol | Solar | Net-Metering | 5.5 | Active | 4142400% |  | 2013
GMP | Salisbury | Solar | Net-Metering | 4.7 | Active | 4144900% |  | 2013
GMP | Lincoln | Solar | Net-Metering | 3.7 | Active | 4143500% |  | 2013
GMP | Lincoln | Solar | Net-Metering | 5.6 | Active | 4139000% |  | 2013
GMP | Lincoln | Solar | Net-Metering | 10.9 | Active | 4164900% |  | 2014
GMP | Lincoln | Solar | Net-Metering | 10.75 | Active | 4137200% |  | 2013
GMP | Jericho | Solar | Net-Metering | 2.9 | Active | 4140100% |  | 2013
GMP | Lincoln | Solar | Net-Metering | 14.51 | Active | 4137200% |  | 2013
GMP | Starksboro | Solar | Net-Metering | 8.08 | Active | 4143500% |  | 2013
GMP | Whiting | Solar | Net-Metering | 5.6 | Active | 4138000% |  | 2013
GMP | Bennington | Solar | Net-Metering | 4.8 | Active | 4140800% |  | 2013
GMP | Panton | Solar | Net-Metering | 3.7 | Active | 4144500% |  | 2013
GMP | Middlebury | Solar | Net-Metering | 5.5 | Active | 4141800% |  | 2013
GMP | Starksboro | Solar | Net-Metering | 3.7 | Active | 4149300% |  | 2013
GMP | Lincoln | Solar | Net-Metering | 7.5 | Active | 4149900% |  | 2013
GMP | Colchester | Solar | Net-Metering | 4.7 | Active | 4143700% |  | 2013
GMP | Lincoln | Solar | Net-Metering | 5 | Active | 4143500% |  | 2013
GMP | Rutland City | Solar | Net-Metering | 1.9 | Active | 4138700% |  | 2013
GMP | Bristol | Solar | Net-Metering | 3.1 | Active | 4143800% |  | 2013
GMP | Addison | Solar | Net-Metering | 26.1 | Active | 4152900% |  | 2013
GMP | Milton | Solar | Net-Metering | 7.8 | Active | 4143700% |  | 2013
GMP | Jericho | Solar | Net-Metering | 5.6 | Active | 4143700% |  | 2013
GMP | Bennington | Solar | Net-Metering | 2.7 | Active | 4138000% |  | 2013
GMP | Guilford | Solar | Net-Metering | 13.97 | Active | 4146600% |  | 2013
GMP | Sheldon | Solar | Net-Metering | 3.7 | Active | 4149100% |  | 2013
GMP | Fairfax | Solar | Net-Metering | 2.3 | Active | 4137200% |  | 2013
GMP | Thetford | Solar | Net-Metering | 7.8 | Active | 4137900% |  | 2013
GMP | Bristol | Solar | Net-Metering | 5.6 | Active | 4149800% |  | 2013
GMP | Fairfax | Solar | Net-Metering | 4.7 | Active | 4149300% |  | 2013
GMP | St. Albans City | Solar | Net-Metering | 3.7 | Active | 4149200% |  | 2013
GMP | Brattleboro | Solar | Net-Metering | 4.3 | Active | 4137400% |  | 2013
GMP | Fairfield | Solar | Net-Metering | 100.6 | Active | 4145200% |  | 2013
GMP | Ripton | Solar | Net-Metering | 16.2 | Active | 4151400% |  | 2013
GMP | Newfane | Solar | Net-Metering | 7.1 | Active | 4141600% |  | 2013
GMP | Fairfax | Solar | Net-Metering | 15 | Active | 4149300% |  | 2013
GMP | New Haven | Solar | Net-Metering | 14 | Active | 4150100% |  | 2013
GMP | Orwell | Solar | Net-Metering | 14.9 | Active | 4152300% |  | 2013
GMP | Fairfax | Solar | Net-Metering | 5.6 | Active | 4149200% |  | 2013
GMP | Bristol | Solar | Net-Metering | 8.7 | Active | 4149300% |  | 2013
GMP | Springfield | Hydro | Net-Metering | 120 | Active | 4149900% |  | 2013
GMP | St. Albans City | Solar | Net-Metering | 8.7 | Active | 4149300% |  | 2013
GMP | Bennington | Solar | Net-Metering | 3.1 | Active | 4147000% |  | 2013
GMP | Pownal | Solar | Net-Metering | 3.7 | Active | 4147000% |  | 2013
GMP | Shaftsbury | Solar | Net-Metering | 3.1 | Active | 4148100% |  | 2013
GMP | St. Albans City | Solar | Net-Metering | 3.7 | Active | 4149200% |  | 2013
GMP | St. Albans City | Solar | Net-Metering | 9 | Active | 4139500% |  | 2013
GMP | Rutland City | Solar | Net-Metering | 5.1 | Active | 4136900% |  | 2013
GMP | Chester | Solar | Net-Metering | 7.1 | Active | 4139400% |  | 2013
GMP | Danville | Solar | Net-Metering | 5.1 | Active | 4140100% |  | 2013
GMP | St. Albans City | Solar | Net-Metering | 3.7 | Active | 4152200% |  | 2013
GMP | Wallingford | Solar | Net-Metering | 5.6 | Active | 4138900% |  | 2013
GMP | Dummerston | Solar | Net-Metering | 7.1 | Active | 4140300% |  | 2013
GMP | Underhill | Solar | Net-Metering | 5.6 | Active | 4152700% |  | 2013
GMP | Northfield | Solar | Net-Metering | 3.9 | Active | 4145700% |  | 2013
GMP | Ludlow | Solar | Net-Metering | 10.82 | Active | 4147800% |  | 2013
GMP | Middlebury | Solar | Net-Metering | 4.2 | Active | 4140200% |  | 2013
GMP | Whiting | Solar | Net-Metering | 6.4 | Active | 4142900% |  | 2013
GMP | St. Albans City | Solar | Net-Metering | 4.4 | Active | 4150000% |  | 2013
GMP | Bakersfield | Solar | Net-Metering | 18.9 | Active | 4140300% |  | 2013
GMP | Ripton | Solar | Net-Metering | 9.5 | Active | 4136900% |  | 2013
GMP | Rutland Town | Solar | Net-Metering | 149.2 | Active | 4166900% |  | 2014
GMP | Newfane | Solar | Net-Metering | 4.51 | Active | 4144900% |  | 2013
GMP | West Haven | Solar | Net-Metering | 9.5 | Active | 4148400% |  | 2013
GMP | Townshend | Solar | Net-Metering | 2.9 | Active | 4140300% |  | 2013
GMP | Bristol | Solar | Net-Metering | 8.9 | Active | 4145200% |  | 2013
GMP | Guilford | Solar | Net-Metering | 8.1 | Active | 4142400% |  | 2013
GMP | Rutland City | Solar | Net-Metering | 0.9 | Active | 4137500% |  | 2013
GMP | St. Albans Town | Solar | Net-Metering | 13.1 | Active | 4151400% |  | 2013
GMP | Weybridge | Solar | Net-Metering | 10.28 | Active | 4143700% |  | 2013
GMP | Rutland Town | Solar | Net-Metering | 5.6 | Active | 4145800% |  | 2013
GMP | Rutland City | Solar | Net-Metering | 5 | Active | 4147200% |  | 2013
GMP | Georgia | Solar | Net-Metering | 11.9 | Active | 4152900% |  | 2013
GMP | St. Albans City | Solar | Net-Metering | 5.6 | Active | 4149300% |  | 2013
GMP | Randolph | Solar | Net-Metering | 4.6 | Active | 4138000% |  | 2013
GMP | Brookline | Solar | Net-Metering | 4.5 | Active | 4150600% |  | 2013
GMP | Shoreham | Solar | Net-Metering | 3.1 | Active | 4146500% |  | 2013
GMP | Middlebury | Solar | Net-Metering | 4.7 | Active | 4147900% |  | 2013
GMP | Brookfield | Solar | Net-Metering | 6 | Active | 4141500% |  | 2013
GMP | Whiting | Solar | Net-Metering | 5.2 | Active | 4143500% |  | 2013
GMP | Bristol | Solar | Net-Metering | 7.98 | Active | 4145700% |  | 2013
GMP | Georgia | Solar | Net-Metering | 4.66 | Active | 4139600% |  | 2013
GMP | Poultney | Wind | Net-Metering | 19 | Active | 4134800% |  | 2013
GMP | Milton | Solar | Net-Metering | 2.9 | Active | 4153400% |  | 2013
GMP | New Haven | Solar | Net-Metering | 3.5 | Active | 4139000% |  | 2013
GMP | Andover | Solar | Net-Metering | 5.8 | Active | 4148700% |  | 2013
GMP | Fairfax | Solar | Net-Metering | 3.7 | Active | 4152600% |  | 2013
GMP | Marlboro | Solar | Net-Metering | 5.2 | Active | 4142400% |  | 2013
GMP | West Rutland | Solar | Net-Metering | 1.79 | Active | 4155800% |  | 2013
GMP | Fairfax | Solar | Net-Metering | 8.89 | Active | 4153300% |  | 2013
GMP | St. Albans City | Solar | Net-Metering | 3.73 | Active | 4150700% |  | 2013
GMP | Bristol | Solar | Net-Metering | 3.11 | Active | 4152900% |  | 2013
GMP | Rutland City | Solar | Net-Metering | 6.04 | Active | 4147800% |  | 2013
GMP | Bristol | Solar | Net-Metering | 9.85 | Active | 4143800% |  | 2013
GMP | Starksboro | Solar | Net-Metering | 4.37 | Active | 4149300% |  | 2013
GMP | Springfield | Solar | Net-Metering | 2.85 | Active | 4154300% |  | 2013
GMP | Weathersfield | Solar | Net-Metering | 4.49 | Active | 4150200% |  | 2013
GMP | Westford | Solar | Net-Metering | 16.6 | Active | 4154800% |  | 2013
GMP | Manchester | Solar | Net-Metering | 55.86 | Active | 4165500% |  | 2014
GMP | Bennington | Solar | Net-Metering | 5.22 | Active | 4142800% |  | 2013
GMP | Manchester | Solar | Net-Metering | 138 | Active | 4119000% |  | 2012
GMP | Lincoln | Solar | Net-Metering | 4.67 | Active | 4152200% |  | 2013
GMP | Starksboro | Solar | Net-Metering | 4.97 | Active | 4146500% |  | 2013
GMP | Benson | Solar | Net-Metering | 6.21 | Active | 4150800% |  | 2013
GMP | Bennington | Solar | Net-Metering | 5.59 | Active | 4142800% |  | 2013
GMP | Cavendish | Solar | Net-Metering | 3.7 | Active | 4141500% |  | 2013
GMP | Weathersfield | Solar | Net-Metering | 5.1 | Active | 4145000% |  | 2013
GMP | Bridport | Solar | Net-Metering | 5.7 | Active | 4142900% |  | 2013
GMP | Brattleboro | Solar | Net-Metering | 5.1 | Active | 4141800% |  | 2013
GMP | Vershire | Solar | Net-Metering | 5.7 | Active | 4148700% |  | 2013
GMP | Marlboro | Solar | Net-Metering | 2.8 | Active | 4145300% |  | 2013
GMP | Fairfax | Solar | Net-Metering | 6.04 | Active | 4144900% |  | 2013
GMP | Milton | Solar | Net-Metering | 3.3 | Active | 4148800% |  | 2013
GMP | Swanton | Solar | Net-Metering | 3.2 | Active | 4146600% |  | 2013
GMP | Arlington | Solar | Net-Metering | 5.7 | Active | 4142900% |  | 2013
GMP | Guilford | Solar | Net-Metering | 9.7 | Active | 4168700% |  | 2014
GMP | Bennington | Solar | Net-Metering | 3.3 | Active | 4147000% |  | 2013
GMP | Brandon | Solar | Net-Metering | 7.6 | Active | 4141100% |  | 2013
GMP | Fairfield | Solar | Net-Metering | 4 | Active | 4152800% |  | 2013
GMP | St. Albans Town | Solar | Net-Metering | 4.6 | Active | 4148100% |  | 2013
GMP | Dummerston | Solar | Net-Metering | 5.7 | Active | 4147000% |  | 2013
GMP | Middlebury | Solar | Net-Metering | 15.2 | Active | 4151400% |  | 2013
GMP | Underhill | Solar | Net-Metering | 2.9 | Active | 4150700% |  | 2013
GMP | Mendon | Solar | Net-Metering | 5.71 | Active | 4146500% |  | 2013
GMP | Lincoln | Solar | Net-Metering | 3.1 | Active | 4150800% |  | 2013
GMP | Fairfax | Solar | Net-Metering | 5.6 | Active | 4150900% |  | 2013
GMP | Fairfield | Solar | Net-Metering | 6.9 | Active | 4148600% |  | 2013
GMP | Milton | Solar | Net-Metering | 4.3 | Active | 4150900% |  | 2013
GMP | Wallingford | Solar | Net-Metering | 13.6 | Active | 4147000% |  | 2013
GMP | Starksboro | Solar | Net-Metering | 5.8 | Active | 4143500% |  | 2013
GMP | Randolph | Solar | Net-Metering | 149.9 | Active | 4161900% |  | 2013
GMP | Bristol | Solar | Net-Metering | 7.5 | Active | 4157700% |  | 2013
GMP | Milton | Solar | Net-Metering | 5.9 | Active | 4150900% |  | 2013
GMP | Randolph | Solar | Net-Metering | 7.1 | Active | 4146300% |  | 2013
GMP | Danville | Solar | Net-Metering | 5.7 | Active | 4151500% |  | 2013
GMP | Wardsboro | Solar | Net-Metering | 5.5 | Active | 4147200% |  | 2013
GMP | St. Albans City | Solar | Net-Metering | 5.7 | Active | 4145800% |  | 2013
GMP | St. Albans Town | Solar | Net-Metering | 5.9 | Active | 4155500% |  | 2013
GMP | Middlebury | Solar | Net-Metering | 11.46 | Active | 4145100% |  | 2013
GMP | Lincoln | Solar | Net-Metering | 5.6 | Active | 4144500% |  | 2013
GMP | West Haven | Solar | Net-Metering | 11.4 | Active | 4153600% |  | 2013
GMP | Woodstock | Solar | Net-Metering | 7.2 | Active | 4147800% |  | 2013
GMP | Tinmouth | Solar | Net-Metering | 3.8 | Active | 4147900% |  | 2013
GMP | Bethel | Solar | Net-Metering | 3.5 | Active | 4146700% |  | 2013
GMP | Grafton | Solar | Net-Metering | 4.9 | Active | 4154700% |  | 2013
GMP | Pomfret | Solar | Net-Metering | 4.3 | Active | 4152800% |  | 2013
GMP | Georgia | Solar | Net-Metering | 3.7 | Active | 4150900% |  | 2013
GMP | Cornwall | Solar | Net-Metering | 5.7 | Active | 4150600% |  | 2013
GMP | Addison | Solar | Net-Metering | 5.7 | Active | 4146500% |  | 2013
GMP | Bennington | Solar | Net-Metering | 5.8 | Active | 4148500% |  | 2013
GMP | Guilford | Solar | Net-Metering | 2.1 | Active | 4152600% |  | 2013
GMP | Rutland City | Solar | Net-Metering | 19.88 | Active | 4171600% |  | 2014
GMP | Sharon | Solar | Net-Metering | 9.06 | Active | 4153300% |  | 2013
GMP | Middlebury | Solar | Net-Metering | 34.2 | Active | 4157700% |  | 2013
GMP | Royalton | Solar | Net-Metering | 5 | Active | 4149900% |  | 2013
GMP | Newfane | Solar | Net-Metering | 8.55 | Active | 4157500% |  | 2013
GMP | Rutland City | Wind | Net-Metering | 0.22 | Active | 4171600% |  | 2014
GMP | Essex | Solar | Net-Metering | 148.2 | Active | 4152800% |  | 2013
GMP | Chester | Solar | Net-Metering | 6.52 | Active | 4151300% |  | 2013
GMP | St. Albans City | Solar | Net-Metering | 6.04 | Active | 4147400% |  | 2013
GMP | Reading | Solar | Net-Metering | 8.24 | Active | 4153500% |  | 2013
GMP | Leicester | Solar | Net-Metering | 2.52 | Active | 4148800% |  | 2013
GMP | Shrewsbury | Solar | Net-Metering | 4.6 | Active | 4150000% |  | 2013
GMP | Orwell | Solar | Net-Metering | 5.9 | Active | 4155500% |  | 2013
GMP | Rutland City | Solar | PPA | 1000 | Active | 4228200% |  | 2015
GMP | Rupert | Solar | Net-Metering | 12.1 | Active | 4154800% |  | 2013
GMP | Dorset | Solar | Net-Metering | 121.5 | Active | 4187700% |  | 2014
GMP | Randolph | Solar | Net-Metering | 2.6 | Active | 4152200% |  | 2013
GMP | Danville | Solar | Net-Metering | 9.06 | Active | 4153500% |  | 2013
GMP | Colchester | Solar | Net-Metering | 13 | Active | 4224700% |  | 2015
GMP | Danby | Solar | Net-Metering | 5.2 | Active | 4150500% |  | 2013
GMP | Rutland City | Solar | PPA | 1000 | Active | 4247100% |  | 2016
GMP | Brattleboro | Solar | Net-Metering | 6.2 | Active | 4157500% |  | 2013
GMP | Arlington | Solar | Net-Metering | 6.2 | Active | 4147800% |  | 2013
GMP | Pomfret | Solar | Net-Metering | 10.5 | Active | 4153600% |  | 2013
GMP | Lincoln | Solar | Net-Metering | 5 | Active | 4150800% |  | 2013
GMP | St. Albans City | Solar | Net-Metering | 4.97 | Active | 4156800% |  | 2013
GMP | Windsor | Solar | Net-Metering | 6.2 | Active | 4150700% |  | 2013
GMP | Cambridge | Solar | Net-Metering | 5.4 | Active | 4153000% |  | 2013
GMP | Bennington | Solar | Net-Metering | 7.5 | Active | 4153600% |  | 2013
GMP | Cavendish | Solar | Net-Metering | 149.91 | Active | 4199100% |  | 2014
GMP | Colchester | Solar | Net-Metering | 5.6 | Active | 4155500% |  | 2013
GMP | Salisbury | Solar | Net-Metering | 8.17 | Active | 4152000% |  | 2013
GMP | Bristol | Solar | Net-Metering | 5.2 | Active | 4156400% |  | 2013
GMP | Chester | Solar | Net-Metering | 20.92 | Active | 4156200% |  | 2013
GMP | New Haven | Solar | Net-Metering | 6 | Active | 4164700% |  | 2014
GMP | Cornwall | Solar | Net-Metering | 5.59 | Active | 4156800% |  | 2013
GMP | Leicester | Solar | Net-Metering | 6.5 | Active | 4156800% |  | 2013
GMP | Milton | Solar | Net-Metering | 7.3 | Active | 4150900% |  | 2013
GMP | Dorset | Solar | Net-Metering | 9.4 | Active | 4153700% |  | 2013
GMP | Rutland City | Solar | Net-Metering | 9.2 | Active | 4152100% |  | 2013
GMP | West Rutland | Solar | Net-Metering | 6.6 | Active | 4160300% |  | 2013
GMP | Pittsfield | Solar | Net-Metering | 6.7 | Active | 4156900% |  | 2013
GMP | Dummerston | Solar | Net-Metering | 5.5 | Active | 4155500% |  | 2013
GMP | Danville | Solar | Net-Metering | 2.9 | Active | 4154300% |  | 2013
GMP | Danville | Solar | Net-Metering | 5.7 | Active | 4154300% |  | 2013
GMP | Braintree | Solar | Net-Metering | 5.8 | Active | 4152900% |  | 2013
GMP | St. Albans City | Solar | Net-Metering | 6.5 | Active | 4156800% |  | 2013
GMP | Underhill | Solar | Net-Metering | 6.6 | Active | 4157000% |  | 2013
GMP | Shoreham | Solar | Net-Metering | 7.5 | Active | 4157000% |  | 2013
GMP | Poultney | Solar | Net-Metering | 11.4 | Active | 4164200% |  | 2014
GMP | Middlebury | Solar | Net-Metering | 7.42 | Active | 4148800% |  | 2013
GMP | Westford | Solar | Net-Metering | 9.5 | Active | 4160400% |  | 2013
GMP | Pittsford | Solar | Net-Metering | 10.7 | Active | 4152900% |  | 2013
GMP | Rutland City | Solar | Net-Metering | 5.1 | Active | 4152100% |  | 2013
GMP | Enosburgh | Solar | Net-Metering | 148.2 | Active | 4162600% |  | 2013
GMP | Jericho | Solar | Net-Metering | 12.57 | Active | 4154300% |  | 2013
GMP | Rutland City | Solar | Net-Metering | 93.3 | Active | 4159300% |  | 2013
GMP | Bridport | Solar | Net-Metering | 6.9 | Active | 4155800% |  | 2013
GMP | Weybridge | Solar | Net-Metering | 9.8 | Active | 4149300% |  | 2013
GMP | Bennington | Solar | Net-Metering | 5 | Active | 4153600% |  | 2013
GMP | Braintree | Solar | Net-Metering | 8.5 | Active | 4164600% |  | 2014
GMP | Fairfax | Solar | Net-Metering | 9.8 | Active | 4157600% |  | 2013
GMP | Bethel | Solar | Net-Metering | 10.3 | Active | 4159600% |  | 2013
GMP | Bennington | Solar | Net-Metering | 3.59 | Active | 4152200% |  | 2013
GMP | Brandon | Solar | Net-Metering | 148.2 | Active | 4194100% |  | 2014
GMP | Weathersfield | Solar | Net-Metering | 2.8 | Active | 4156200% |  | 2013
GMP | Bennington | Solar | Net-Metering | 5.7 | Active | 4153600% |  | 2013
GMP | Fairlee | Solar | Net-Metering | 5.7 | Active | 4155100% |  | 2013
GMP | Hartford | Solar | Net-Metering | 500 | Active | 4238800% |  | 2016
GMP | St. Albans City | Solar | Net-Metering | 6.8 | Active | 4156500% |  | 2013
GMP | Castleton | Wind | Net-Metering | 0.22 | Active | 4138300% |  | 2013
GMP | Swanton | Solar | Net-Metering | 6 | Active | 4153400% |  | 2013
GMP | Bethel | Solar | Net-Metering | 7.9 | Active | 4152300% |  | 2013
GMP | Middlebury | Solar | Net-Metering | 3.8 | Active | 4150600% |  | 2013
GMP | Underhill | Solar | Net-Metering | 3.8 | Active | 4156200% |  | 2013
GMP | Rutland Town | Solar | PPA | 2340 | Active | 4272400% |  | 2016
GMP | Dover | Solar | Net-Metering | 7.7 | Active | 4154800% |  | 2013
GMP | Rutland City | Solar | PPA | 1500 | Active | 4199500% |  | 2014
GMP | Rutland City | Solar | PPA | 1833 | Active | 4200300% |  | 2014
GMP | New Haven | Solar | Net-Metering | 9.1 | Active | 4161000% |  | 2013
GMP | Pittsford | Solar | Net-Metering | 11.4 | Active | 4161000% |  | 2013
GMP | Cambridge | Solar | Net-Metering | 4.2 | Active | 4154100% |  | 2013
GMP | Chester | Solar | Net-Metering | 8.4 | Active | 4156200% |  | 2013
GMP | St. Johnsbury | Solar | Net-Metering | 3.3 | Active | 4154800% |  | 2013
GMP | Bridport | Solar | Net-Metering | 9 | Active | 4153300% |  | 2013
GMP | Fletcher | Solar | Net-Metering | 3.1 | Active | 4159200% |  | 2013
GMP | Orwell | Solar | Net-Metering | 3.1 | Active | 4155500% |  | 2013
GMP | Salisbury | Solar | Net-Metering | 5.9 | Active | 4157000% |  | 2013
GMP | Georgia | Solar | Net-Metering | 5.6 | Active | 4156500% |  | 2013
GMP | Dummerston | Solar | Net-Metering | 6.1 | Active | 4158600% |  | 2013
GMP | Shrewsbury | Solar | Net-Metering | 15.3 | Active | 4117100% |  | 2012
GMP | Rutland City | Solar | Net-Metering | 13.2 | Active | 4206900% |  | 2015
GMP | Hartford | Solar | Net-Metering | 9.9 | Active | 4161000% |  | 2013
GMP | Bennington | Solar | Net-Metering | 7.6 | Active | 4154200% |  | 2013
GMP | Huntington | Solar | Net-Metering | 8.8 | Active | 4157700% |  | 2013
GMP | Underhill | Solar | Net-Metering | 4.9 | Active | 4159200% |  | 2013
GMP | Milton | Solar | Net-Metering | 10 | Active | 4161800% |  | 2013
GMP | Lincoln | Solar | Net-Metering | 28.5 | Active | 4008100% |  | 2009
GMP | Huntington | Solar | Net-Metering | 5 | Active | 4154000% |  | 2013
GMP | Vershire | Solar | Net-Metering | 5.7 | Active | 4156500% |  | 2013
GMP | Brookfield | Solar | Net-Metering | 6.5 | Active | 4156300% |  | 2013
GMP | Randolph | Solar | Net-Metering | 7.8 | Active | 4156500% |  | 2013
GMP | Randolph | Solar | Net-Metering | 17.1 | Active | 4169600% |  | 2014
GMP | Milton | Solar | Net-Metering | 6 | Active | 4161800% |  | 2013
GMP | Shoreham | Solar | Net-Metering | 8 | Active | 4156800% |  | 2013
GMP | Milton | Solar | Net-Metering | 5.9 | Active | 4159900% |  | 2013
GMP | St. Albans City | Solar | Net-Metering | 3.1 | Active | 4157000% |  | 2013
GMP | Springfield | Solar | Net-Metering | 7.35 | Active | 4175100% |  | 2014
GMP | Bristol | Solar | Net-Metering | 5.6 | Active | 4153400% |  | 2013
GMP | Cornwall | Solar | Net-Metering | 3.8 | Active | 4158200% |  | 2013
GMP | Middlebury | Solar | Net-Metering | 4.2 | Active | 4158200% |  | 2013
GMP | Shrewsbury | Solar | Net-Metering | 3.8 | Active | 4157000% |  | 2013
GMP | Middlebury | Solar | Net-Metering | 3.5 | Active | 4156800% |  | 2013
GMP | Cornwall | Solar | Net-Metering | 5 | Active | 4156200% |  | 2013
GMP | Middlebury | Solar | Net-Metering | 71.25 | Active | 4180000% |  | 2014
GMP | Randolph | Solar | Net-Metering | 14.2 | Active | 4158500% |  | 2013
GMP | Rutland City | Solar | Net-Metering | 140.4 | Active | 4161300% |  | 2013
GMP | Sudbury | Solar | Net-Metering | 500 | Active | 4199200% |  | 2014
GMP | Randolph | Solar | Net-Metering | 7.6 | Active | 4208100% |  | 2015
GMP | Guilford | Solar | Net-Metering | 8.8 | Active | 4205100% |  | 2015
GMP | Randolph | Solar | Net-Metering | 6.12 | Active | 4204500% |  | 2015
GMP | Randolph | Solar | Net-Metering | 4 | Active | 4204500% |  | 2015
GMP | Arlington | Solar | Net-Metering | 10 | Active | 4202300% |  | 2015
GMP | Hartland | Solar | Net-Metering | 9.8 | Active | 4215300% |  | 2015
GMP | New Haven | Solar | Net-Metering | 6 | Active | 4204700% |  | 2015
GMP | Weathersfield | Solar | Net-Metering | 6 | Active | 4203200% |  | 2015
GMP | Cornwall | Solar | Net-Metering | 4.3 | Active | 4198800% |  | 2014
GMP | Sudbury | Solar | Net-Metering | 9 | Active | 4213800% |  | 2015
GMP | Brandon | Solar | Net-Metering | 7.5 | Active | 4208900% |  | 2015
GMP | Panton | Solar | Net-Metering | 7 | Active | 4213500% |  | 2015
GMP | Norwich | Solar | Net-Metering | 6 | Active | 4204500% |  | 2015
GMP | Waltham | Solar | Net-Metering | 6 | Active | 4205500% |  | 2015
GMP | Braintree | Solar | Net-Metering | 7 | Active | 4200300% |  | 2014
GMP | Essex Junction | Solar | Net-Metering | 6 | Active | 4205100% |  | 2015
GMP | Brandon | Solar | Net-Metering | 8.8 | Active | 4204700% |  | 2015
GMP | Hartland | Solar | Net-Metering | 7 | Active | 4202600% |  | 2015
GMP | Bridport | Solar | Net-Metering | 5.16 | Active | 4199000% |  | 2014
GMP | Shrewsbury | Solar | Net-Metering | 22.5 | Active | 4211000% |  | 2015
GMP | Norwich | Solar | Net-Metering | 6 | Active | 4211000% |  | 2015
GMP | Brattleboro | Solar | Net-Metering | 7.6 | Active | 4201900% |  | 2015
GMP | Bennington | Solar | Net-Metering | 10 | Active | 4210200% |  | 2015
GMP | East Montpelier | Solar | Net-Metering | 3 | Active | 4221900% |  | 2015
GMP | Ferrisburgh | Solar | Net-Metering | 2.58 | Active | 4199100% |  | 2014
GMP | Braintree | Solar | Net-Metering | 6.48 | Active | 4201000% |  | 2015
GMP | Woodstock | Solar | Net-Metering | 7.6 | Active | 4222100% |  | 2015
GMP | Braintree | Solar | Net-Metering | 7.6 | Active | 4202400% |  | 2015
GMP | Randolph | Solar | Net-Metering | 6.16 | Active | 4196800% |  | 2014
GMP | Mount Holly | Solar | Net-Metering | 5 | Active | 4204800% |  | 2015
GMP | Underhill | Solar | Net-Metering | 7 | Active | 4204000% |  | 2015
GMP | Brandon | Solar | Net-Metering | 3.8 | Active | 4207600% |  | 2015
GMP | Randolph | Solar | Net-Metering | 6 | Active | 4208800% |  | 2015
GMP | Panton | Solar | Net-Metering | 7.2 | Active | 4201200% |  | 2015
GMP | Randolph | Solar | Net-Metering | 3.8 | Active | 4203000% |  | 2015
GMP | Fair Haven | Solar | Net-Metering | 150 | Active | 4235600% |  | 2015
GMP | Putney | Solar | Net-Metering | 360 | Active | 4253800% |  | 2016
GMP | Middletown Springs | Solar | Net-Metering | 3.5 | Active | 4200200% |  | 2014
GMP | Fairlee | Solar | Net-Metering | 4.5 | Active | 4215700% |  | 2015
GMP | Fairlee | Solar | Net-Metering | 4.5 | Active | 4215700% |  | 2015
GMP | Manchester | Solar | Net-Metering | 9.89 | Active | 4201100% |  | 2015
GMP | Bennington | Solar | Net-Metering | 10 | Active | 4213000% |  | 2015
GMP | Winhall | Solar | Net-Metering | 8 | Active | 4211600% |  | 2015
GMP | Jamaica | Solar | Net-Metering | 4.5 | Active | 4210800% |  | 2015
GMP | Putney | Solar | Net-Metering | 10 | Active | 4216400% |  | 2015
GMP | Richmond | Solar | Net-Metering | 5 | Active | 4204800% |  | 2015
GMP | Hartland | Solar | Net-Metering | 3 | Active | 4215800% |  | 2015
GMP | Colchester | Solar | Net-Metering | 20 | Active | 4210600% |  | 2015
GMP | Fairlee | Solar | Net-Metering | 5 | Active | 4206200% |  | 2015
GMP | Barre City | Solar | Net-Metering | 3.8 | Active | 4203300% |  | 2015
GMP | Hartland | Solar | Net-Metering | 6 | Active | 4203400% |  | 2015
GMP | Williston | Solar | Net-Metering | 5 | Active | 4204800% |  | 2015
GMP | Barre City | Solar | Net-Metering | 8.8 | Active | 4204600% |  | 2015
GMP | Bristol | Solar | Net-Metering | 5 | Active | 4205500% |  | 2015
GMP | Brandon | Solar | Net-Metering | 5 | Active | 4212500% |  | 2015
GMP | Ferrisburgh | Solar | Net-Metering | 10 | Active | 4213500% |  | 2015
GMP | Milton | Solar | Net-Metering | 7 | Active | 4217200% |  | 2015
GMP | Plainfield | Solar | Net-Metering | 10 | Active | 4204400% |  | 2015
GMP | Windsor | Solar | Net-Metering | 6 | Active | 4200200% |  | 2014
GMP | Woodstock | Solar | Net-Metering | 5 | Active | 4206800% |  | 2015
GMP | Braintree | Solar | Net-Metering | 6 | Active | 4211500% |  | 2015
GMP | Montpelier | Solar | Net-Metering | 7 | Active | 4198200% |  | 2014
GMP | Fair Haven | Solar | Net-Metering | 498 | Active | 4224300% |  | 2015
GMP | Brattleboro | Solar | Net-Metering | 5.25 | Active | 4198100% |  | 2014
GMP | Middlebury | Solar | Net-Metering | 2.5 | Active | 4207500% |  | 2015
GMP | Vergennes | Solar | Net-Metering | 6.75 | Active | 4202600% |  | 2015
GMP | Braintree | Solar | Net-Metering | 10 | Active | 4216700% |  | 2015
GMP | Woodstock | Solar | Net-Metering | 15.2 | Active | 4216500% |  | 2015
GMP | Lincoln | Solar | Net-Metering | 6 | Active | 4201000% |  | 2015
GMP | Castleton | Solar | Net-Metering | 4 | Active | 4194900% |  | 2014
GMP | South Burlington | Solar | Net-Metering | 11.4 | Active | 4207400% |  | 2015
GMP | Barre City | Solar | Net-Metering | 5 | Active | 4204400% |  | 2015
GMP | Richmond | Solar | Net-Metering | 3 | Active | 4210400% |  | 2015
GMP | Williston | Solar | Net-Metering | 8 | Active | 4211800% |  | 2015
GMP | Huntington | Solar | Net-Metering | 21.8 | Active | 4205500% |  | 2015
GMP | Killington | Solar | Net-Metering | 7 | Active | 4218600% |  | 2015
GMP | Londonderry | Solar | Net-Metering | 3.25 | Active | 4212800% |  | 2015
GMP | West Fairlee | Solar | Net-Metering | 4 | Active | 4204600% |  | 2015
GMP | Dorset | Solar | Net-Metering | 7.74 | Active | 4218000% |  | 2015
GMP | Rutland City | Solar | Net-Metering | 10 | Active | 4216600% |  | 2015
GMP | Ferrisburgh | Solar | Net-Metering | 3 | Active | 4207500% |  | 2015
GMP | Hartland | Solar | Net-Metering | 6 | Active | 4207300% |  | 2015
GMP | Waterbury | Solar | Net-Metering | 7 | Active | 4206500% |  | 2015
GMP | Londonderry | Solar | Net-Metering | 5 | Active | 4212800% |  | 2015
GMP | Rutland City | Solar | Net-Metering | 13 | Active | 4215100% |  | 2015
GMP | Rutland City | Solar | Net-Metering | 9 | Active | 4220600% |  | 2015
GMP | Rutland Town | Solar | Net-Metering | 7.7 | Active | 4209500% |  | 2015
GMP | Pomfret | Solar | Net-Metering | 6 | Active | 4219400% |  | 2015
GMP | Essex | Solar | Net-Metering | 5 | Active | 4204400% |  | 2015
GMP | West Windsor | Solar | Net-Metering | 5 | Active | 4206500% |  | 2015
GMP | Essex Junction | Solar | Net-Metering | 6 | Active | 4206700% |  | 2015
GMP | Cambridge | Solar | Net-Metering | 6 | Active | 4204800% |  | 2015
GMP | Dummerston | Solar | Net-Metering | 3.87 | Active | 4208300% |  | 2015
GMP | Randolph | Solar | Net-Metering | 5 | Active | 4215100% |  | 2015
GMP | Pomfret | Solar | Net-Metering | 10 | Active | 4214600% |  | 2015
GMP | Marshfield | Solar | Net-Metering | 3.5 | Active | 4199500% |  | 2014
GMP | Braintree | Solar | Net-Metering | 6 | Active | 4212800% |  | 2015
GMP | New Haven | Solar | Net-Metering | 9.75 | Active | 4200300% |  | 2014
GMP | Brandon | Solar | Net-Metering | 10 | Active | 4208700% |  | 2015
GMP | Salisbury | Solar | Net-Metering | 11.4 | Active | 4207500% |  | 2015
GMP | St. Albans City | Solar | Net-Metering | 11 | Active | 4213700% |  | 2015
GMP | Williston | Solar | Net-Metering | 3.8 | Active | 4203800% |  | 2015
GMP | Ferrisburgh | Solar | Net-Metering | 10 | Active | 4212500% |  | 2015
GMP | Bristol | Solar | Net-Metering | 8.8 | Active | 4219800% |  | 2015
GMP | Randolph | Solar | Net-Metering | 6 | Active | 4215100% |  | 2015
GMP | Middlebury | Solar | Net-Metering | 3 | Active | 4209300% |  | 2015
GMP | Essex Junction | Solar | Net-Metering | 6 | Active | 4206200% |  | 2015
GMP | New Haven | Solar | Net-Metering | 7 | Active | 4210900% |  | 2015
GMP | Colchester | Solar | Net-Metering | 10 | Active | 4213000% |  | 2015
GMP | Chittenden | Solar | Net-Metering | 11.4 | Active | 4200200% |  | 2014
GMP | Randolph | Solar | Net-Metering | 3.8 | Active | 4206000% |  | 2015
GMP | Woodstock | Solar | Net-Metering | 5 | Active | 4214600% |  | 2015
GMP | Randolph | Solar | Net-Metering | 6 | Active | 4218100% |  | 2015
GMP | Randolph | Solar | Net-Metering | 3.8 | Active | 4211600% |  | 2015
GMP | Thetford | Solar | Net-Metering | 15 | Active | 4212500% |  | 2015
GMP | Brookfield | Solar | Net-Metering | 5 | Active | 4209700% |  | 2015
GMP | Thetford | Solar | Net-Metering | 5 | Active | 4200300% |  | 2014
GMP | Woodstock | Solar | Net-Metering | 6 | Active | 4209700% |  | 2015
GMP | Orwell | Solar | Net-Metering | 150 | Active | 4200200% |  | 2014
GMP | Randolph | Solar | Net-Metering | 7.6 | Active | 4212400% |  | 2015
GMP | Winooski | Solar | Net-Metering | 1.25 | Active | 4215600% |  | 2015
GMP | Woodstock | Solar | Net-Metering | 3 | Active | 4209500% |  | 2015
GMP | Dorset | Solar | Net-Metering | 14.75 | Active | 4212300% |  | 2015
GMP | Randolph | Solar | Net-Metering | 7.6 | Active | 4215900% |  | 2015
GMP | New Haven | Solar | Net-Metering | 3.87 | Active | 4200300% |  | 2014
GMP | Woodstock | Solar | Net-Metering | 2 | Active | 4210200% |  | 2015
GMP | Braintree | Solar | Net-Metering | 6 | Active | 4216000% |  | 2015
GMP | Randolph | Solar | Net-Metering | 10 | Active | 4207300% |  | 2015
GMP | Pomfret | Solar | Net-Metering | 7.6 | Active | 4215900% |  | 2015
GMP | Brookfield | Solar | Net-Metering | 6 | Active | 4212400% |  | 2015
GMP | Randolph | Solar | Net-Metering | 5 | Active | 4213000% |  | 2015
GMP | Pomfret | Solar | Net-Metering | 5 | Active | 4216000% |  | 2015
GMP | Sharon | Solar | Net-Metering | 5 | Active | 4212800% |  | 2015
GMP | Randolph | Solar | Net-Metering | 5 | Active | 4212100% |  | 2015
GMP | Brookfield | Solar | Net-Metering | 15.2 | Active | 4220100% |  | 2015
GMP | Northfield | Solar | Net-Metering | 5 | Active | 4215100% |  | 2015
GMP | Bristol | Solar | Net-Metering | 10 | Active | 4213800% |  | 2015
GMP | Springfield | Solar | Net-Metering | 500 | Active | 4244900% |  | 2016
GMP | Danville | Solar | Net-Metering | 496.8 | Active | 4226200% |  | 2015
GMP | Bristol | Solar | Net-Metering | 5 | Active | 4206200% |  | 2015
GMP | Cabot | Solar | Net-Metering | 6 | Active | 4209700% |  | 2015
GMP | Hinesburg | Solar | Net-Metering | 5 | Active | 4210000% |  | 2015
GMP | Hinesburg | Solar | Net-Metering | 6 | Active | 4212400% |  | 2015
GMP | Brookfield | Solar | Net-Metering | 3.8 | Active | 4212400% |  | 2015
GMP | Georgia | Solar | Net-Metering | 8.8 | Active | 4218400% |  | 2015
GMP | Randolph | Solar | Net-Metering | 8 | Active | 4214300% |  | 2015
GMP | Shelburne | Solar | Net-Metering | 7.6 | Active | 4214500% |  | 2015
GMP | Ferrisburgh | Solar | Net-Metering | 6 | Active | 4208200% |  | 2015
GMP | Essex | Solar | Net-Metering | 6 | Active | 4207600% |  | 2015
GMP | Bradford | Solar | Net-Metering | 6.8 | Active | 4211600% |  | 2015
GMP | Addison | Solar | Net-Metering | 9.8 | Active | 4215100% |  | 2015
GMP | Weybridge | Solar | Net-Metering | 6 | Active | 4205200% |  | 2015
GMP | Fayston | Solar | Net-Metering | 5 | Active | 4207300% |  | 2015
GMP | Middlebury | Solar | Net-Metering | 6 | Active | 4207200% |  | 2015
GMP | Weybridge | Solar | Net-Metering | 5 | Active | 4210400% |  | 2015
GMP | Hartford | Solar | Net-Metering | 6 | Active | 4207300% |  | 2015
GMP | Essex Junction | Solar | Net-Metering | 7 | Active | 4219500% |  | 2015
GMP | Hinesburg | Solar | Net-Metering | 3.8 | Active | 4213500% |  | 2015
GMP | Charlotte | Solar | Net-Metering | 8.8 | Active | 4209000% |  | 2015
GMP | Underhill | Solar | Net-Metering | 5.22 | Active | 4200400% |  | 2014
GMP | Braintree | Solar | Net-Metering | 6 | Active | 4209000% |  | 2015
GMP | Colchester | Solar | Net-Metering | 13.44 | Active | 4200900% |  | 2015
GMP | Cavendish | Solar | Net-Metering | 6 | Active | 4212300% |  | 2015
GMP | Stockbridge | Solar | Net-Metering | 3.25 | Active | 4215600% |  | 2015
GMP | Woodstock | Solar | Net-Metering | 6 | Active | 4214500% |  | 2015
GMP | Woodstock | Solar | Net-Metering | 3.8 | Active | 4205400% |  | 2015
GMP | Woodstock | Solar | Net-Metering | 6 | Active | 4217700% |  | 2015
GMP | Westford | Solar | Net-Metering | 6 | Active | 4219900% |  | 2015
GMP | Pomfret | Solar | Net-Metering | 3 | Active | 4205800% |  | 2015
GMP | Woodstock | Solar | Net-Metering | 5 | Active | 4213700% |  | 2015
GMP | Pomfret | Solar | Net-Metering | 6 | Active | 4217900% |  | 2015
GMP | Hartford | Solar | Net-Metering | 6 | Active | 4207600% |  | 2015
GMP | Colchester | Solar | Net-Metering | 5 | Active | 4208100% |  | 2015
GMP | Charlotte | Solar | Net-Metering | 4.5 | Active | 4208600% |  | 2015
GMP | Charlotte | Solar | Net-Metering | 3.82 | Active | 4207900% |  | 2015
GMP | Charlotte | Solar | Net-Metering | 10 | Active | 4217300% |  | 2015
GMP | Tunbridge | Solar | Net-Metering | 1.4 | Active | 4207600% |  | 2015
GMP | Woodstock | Solar | Net-Metering | 3.8 | Active | 4210200% |  | 2015
GMP | Fairfax | Solar | Net-Metering | 5 | Active | 4212300% |  | 2015
GMP | Williston | Solar | Net-Metering | 8 | Active | 4209000% |  | 2015
GMP | Hartland | Solar | Net-Metering | 3.8 | Active | 4220600% |  | 2015
GMP | Windsor | Solar | Net-Metering | 3.8 | Active | 4206400% |  | 2015
GMP | Brandon | Solar | Net-Metering | 6 | Active | 4209600% |  | 2015
GMP | Williston | Solar | Net-Metering | 6 | Active | 4210400% |  | 2015
GMP | New Haven | Solar | Net-Metering | 15.2 | Active | 4210400% |  | 2015
GMP | Waterbury | Solar | Net-Metering | 5 | Active | 4209500% |  | 2015
GMP | Essex Junction | Solar | Net-Metering | 8 | Active | 4206800% |  | 2015
GMP | Plainfield | Solar | Net-Metering | 4 | Active | 4213900% |  | 2015
GMP | Rupert | Solar | Net-Metering | 6 | Active | 4215200% |  | 2015
GMP | Woodstock | Solar | Net-Metering | 7.6 | Active | 4214300% |  | 2015
GMP | Montpelier | Solar | Net-Metering | 7 | Active | 4216600% |  | 2015
GMP | Randolph | Solar | Net-Metering | 5 | Active | 4204500% |  | 2015
GMP | Hartland | Solar | Net-Metering | 7.6 | Active | 4219400% |  | 2015
GMP | Hinesburg | Solar | Net-Metering | 3.5 | Active | 4215000% |  | 2015
GMP | Braintree | Solar | Net-Metering | 5 | Active | 4207600% |  | 2015
GMP | Pittsford | Solar | Net-Metering | 6 | Active | 4209500% |  | 2015
GMP | Waterbury | Solar | Net-Metering | 6 | Active | 4208600% |  | 2015
GMP | Cornwall | Solar | Net-Metering | 10 | Active | 4210400% |  | 2015
GMP | Essex | Solar | Net-Metering | 5 | Active | 4208200% |  | 2015
GMP | Cornwall | Solar | Net-Metering | 5 | Active | 4210100% |  | 2015
GMP | Waterbury | Solar | Net-Metering | 5 | Active | 4215100% |  | 2015
GMP | Bridgewater | Solar | Net-Metering | 5 | Active | 4209500% |  | 2015
GMP | Montpelier | Solar | Net-Metering | 10.8 | Active | 4214500% |  | 2015
GMP | Milton | Solar | Net-Metering | 5 | Active | 4211000% |  | 2015
GMP | Essex Junction | Solar | Net-Metering | 6 | Active | 4210200% |  | 2015
GMP | Cornwall | Solar | Net-Metering | 30 | Active | 4224800% |  | 2015
VEC | Sheldon | Solar | Standard Offer | 2200 | active | 4152800% |  | 2013
VEC | Coventry | Solar | Standard Offer | 2200 | active | 4186600% |  | 2014
GMP | Mount Holly | Solar | Net-Metering | 3.5 | Active | 4200400% |  | 2014
GMP | Monkton | Solar | Net-Metering | 6.02 | Active | 4202700% |  | 2015
GMP | Waterbury | Solar | Net-Metering | 7 | Active | 4210300% |  | 2015
GMP | Woodstock | Solar | Net-Metering | 3.8 | Active | 4210000% |  | 2015
GMP | Shelburne | Solar | Net-Metering | 7.5 | Active | 4217700% |  | 2015
GMP | Underhill | Solar | Net-Metering | 20 | Active | 4219500% |  | 2015
VEC | Barton | Solar | Standard Offer | 1890 | active | 4196100% |  | 2014
VEC | Newport Town | Solar | Standard Offer | 50 | active | 4130600% |  | 2013
GMP | Reading | Solar | Net-Metering | 4 | Active | 4220100% |  | 2015
GMP | Shrewsbury | Solar | Net-Metering | 3 | Active | 4218600% |  | 2015
GMP | Montpelier | Solar | Net-Metering | 500 | Active | 4198200% |  | 2014
GMP | Westminster | Solar | Net-Metering | 500 | Active | 4194900% |  | 2014
GMP | Cornwall | Solar | Net-Metering | 5.25 | Active | 4206200% |  | 2015
GMP | Pawlet | Solar | Net-Metering | 9 | Active | 4214300% |  | 2015
GMP | West Fairlee | Solar | Net-Metering | 3.8 | Active | 4208100% |  | 2015
GMP | Bethel | Solar | Net-Metering | 3.8 | Active | 4217900% |  | 2015
GMP | West Windsor | Solar | Net-Metering | 5 | Active | 4208300% |  | 2015
GMP | Rutland City | Solar | Net-Metering | 10 | Active | 4211600% |  | 2015
GMP | Cabot | Solar | Net-Metering | 6 | Active | 4211100% |  | 2015
GMP | Hartland | Solar | Net-Metering | 7 | Active | 4208800% |  | 2015
GMP | Brandon | Solar | Net-Metering | 7 | Active | 4221900% |  | 2015
VEC | Newport Town | Solar | Standard Offer | 37 | active | 4147200% |  | 2013
GMP | Springfield | Solar | Net-Metering | 500 | Active | 4215200% |  | 2015
GMP | Bennington | Hydro | Net-Metering | 375 | Active | 4226100% |  | 2015
GMP | Putney | Solar | Net-Metering | 9.9 | Active | 4204500% |  | 2015
GMP | Bennington | Solar | Net-Metering | 15.48 | Active | 4214400% |  | 2015
GMP | Benson | Solar | Net-Metering | 7.5 | Active | 4212500% |  | 2015
GMP | Dover | Solar | Net-Metering | 10 | Active | 4203600% |  | 2015
GMP | Braintree | Solar | Net-Metering | 5 | Active | 4220900% |  | 2015
GMP | Bethel | Solar | Net-Metering | 7.6 | Active | 4211000% |  | 2015
GMP | Windsor | Solar | Net-Metering | 7.5 | Active | 4216500% |  | 2015
GMP | Middletown Springs | Solar | Net-Metering | 14.6 | Active | 4227800% |  | 2015
GMP | Essex Junction | Solar | Net-Metering | 5 | Active | 4215000% |  | 2015
GMP | Cornwall | Solar | Net-Metering | 3 | Active | 4213500% |  | 2015
GMP | Pawlet | Solar | Net-Metering | 6 | Active | 4215000% |  | 2015
GMP | Ludlow | Solar | Net-Metering | 8 | Active | 4215300% |  | 2015
GMP | Middlesex | Solar | Net-Metering | 7 | Active | 4211400% |  | 2015
GMP | Rutland City | Solar | Net-Metering | 6.72 | Active | 4215100% |  | 2015
GMP | Monkton | Solar | Net-Metering | 148.2 | Active | 4206100% |  | 2015
GMP | Bridport | Solar | Net-Metering | 149.7 | Active | 4229700% |  | 2015
GMP | St. Albans City | Solar | Net-Metering | 10 | Active | 4212500% |  | 2015
GMP | Hinesburg | Solar | Net-Metering | 14 | Active | 4213000% |  | 2015
GMP | Williston | Solar | Net-Metering | 12 | Active | 4211000% |  | 2015
GMP | Windsor | Solar | Net-Metering | 6 | Active | 4210400% |  | 2015
GMP | Sharon | Solar | Net-Metering | 5 | Active | 4209700% |  | 2015
GMP | Danville | Solar | Net-Metering | 7 | Active | 4211600% |  | 2015
GMP | Bridgewater | Solar | Net-Metering | 3.8 | Active | 4219300% |  | 2015
GMP | Windsor | Solar | Net-Metering | 6.8 | Active | 4209500% |  | 2015
GMP | Woodstock | Solar | Net-Metering | 6 | Active | 4216500% |  | 2015
GMP | Norwich | Solar | Net-Metering | 4.3 | Active | 4206600% |  | 2015
GMP | Norwich | Solar | Net-Metering | 3.8 | Active | 4218700% |  | 2015
GMP | Hartford | Solar | Net-Metering | 3.8 | Active | 4217700% |  | 2015
GMP | Fairlee | Solar | Net-Metering | 3.8 | Active | 4216600% |  | 2015
GMP | Thetford | Solar | Net-Metering | 3.8 | Active | 4216600% |  | 2015
GMP | Thetford | Solar | Net-Metering | 8.8 | Active | 4216600% |  | 2015
GMP | Norwich | Solar | Net-Metering | 7.6 | Active | 4215700% |  | 2015
GMP | Weybridge | Solar | Net-Metering | 13.6 | Active | 4216500% |  | 2015
GMP | Thetford | Solar | Net-Metering | 3.8 | Active | 4217400% |  | 2015
GMP | Norwich | Solar | Net-Metering | 9.46 | Active | 4206700% |  | 2015
GMP | Woodstock | Solar | Net-Metering | 7.6 | Active | 4208800% |  | 2015
GMP | Vershire | Solar | Net-Metering | 68.4 | Active | 4225000% |  | 2015
GMP | New Haven | Solar | Net-Metering | 144 | Active | 4233900% |  | 2015
GMP | Shrewsbury | Solar | Net-Metering | 5.04 | Active | 4209500% |  | 2015
GMP | Vergennes | Solar | Net-Metering | 498 | Active | 4222300% |  | 2015
GMP | Lincoln | Solar | Net-Metering | 3.87 | Active | 4207500% |  | 2015
GMP | Randolph | Solar | Net-Metering | 1.5 | Active | 4206800% |  | 2015
GMP | Benson | Solar | Net-Metering | 5 | Active | 4213900% |  | 2015
GMP | St. Albans City | Solar | Net-Metering | 498 | Active | 4221300% |  | 2015
GMP | Fairfax | Solar | Net-Metering | 4.3 | Active | 4219900% |  | 2015
GMP | West Haven | Solar | Net-Metering | 6.72 | Active | 4210800% |  | 2015
GMP | Townshend | Solar | Net-Metering | 6.75 | Active | 4214200% |  | 2015
GMP | Williamstown | Solar | Net-Metering | 3 | Active | 4205500% |  | 2015
GMP | Middlebury | Solar | Net-Metering | 51 | Active | 4220300% |  | 2015
GMP | Essex Junction | Solar | Net-Metering | 7 | Active | 4212500% |  | 2015
GMP | Milton | Solar | Net-Metering | 6 | Active | 4212300% |  | 2015
GMP | Milton | Solar | Net-Metering | 7 | Active | 4211700% |  | 2015
GMP | Richmond | Solar | Net-Metering | 8 | Active | 4213600% |  | 2015
GMP | Weston | Solar | Net-Metering | 13.8 | Active | 4212900% |  | 2015
GMP | Ferrisburgh | Solar | Net-Metering | 5 | Active | 4211000% |  | 2015
GMP | Bethel | Solar | Net-Metering | 3.8 | Active | 4212100% |  | 2015
GMP | Dover | Solar | Net-Metering | 496.8 | Active | 4234200% |  | 2015
VPPSA | Hardwick | Solar | Standard Offer | 2100 | Active | 4472000% |  | 2022
GMP | Weybridge | Solar | Net-Metering | 15 | Active | 4204400% |  | 2015
GMP | Westminster | Solar | Net-Metering | 6 | Active | 4214400% |  | 2015
GMP | Jericho | Solar | Net-Metering | 3.6 | Active | 4221200% |  | 2015
GMP | Arlington | Solar | Net-Metering | 5 | Active | 4220700% |  | 2015
GMP | Waterbury | Solar | Net-Metering | 3 | Active | 4204700% |  | 2015
GMP | Calais | Solar | Net-Metering | 4.5 | Active | 4218700% |  | 2015
GMP | Westminster | Solar | Net-Metering | 3 | Active | 4214500% |  | 2015
GMP | Chester | Solar | Net-Metering | 150 | Active | 4219900% |  | 2015
GMP | Monkton | Solar | Net-Metering | 5.16 | Active | 4221400% |  | 2015
GMP | Ferrisburgh | Wind | Net-Metering | 10 | Active | 4234800% |  | 2015
GMP | Bradford | Solar | Net-Metering | 148.2 | Active | 4218400% |  | 2015
GMP | Waltham | Solar | Net-Metering | 150 | Active | 4234800% |  | 2015
GMP | Barre City | Solar | Net-Metering | 500 | Active | 4260000% |  | 2016
GMP | Moretown | Solar | Net-Metering | 10 | Active | 4225100% |  | 2015
GMP | Rochester | Solar | Net-Metering | 5 | Active | 4216700% |  | 2015
GMP | Middlebury | Solar | Net-Metering | 5 | Active | 4210900% |  | 2015
GMP | Windsor | Solar | Net-Metering | 5 | Active | 4211800% |  | 2015
GMP | South Burlington | Solar | Net-Metering | 10 | Active | 4211600% |  | 2015
GMP | Charlotte | Solar | Net-Metering | 5 | Active | 4214400% |  | 2015
GMP | Milton | Solar | Net-Metering | 8 | Active | 4212400% |  | 2015
GMP | West Fairlee | Solar | Net-Metering | 9.6 | Active | 4218100% |  | 2015
GMP | Colchester | Solar | Net-Metering | 7.28 | Active | 4206700% |  | 2015
GMP | South Burlington | Solar | Net-Metering | 92.62 | Active | 4225800% |  | 2015
GMP | Hartford | Solar | Net-Metering | 3.8 | Active | 4205500% |  | 2015
GMP | Underhill | Solar | Net-Metering | 5.5 | Active | 4218400% |  | 2015
GMP | Randolph | Solar | Net-Metering | 3.8 | Active | 4207200% |  | 2015
GMP | South Burlington | Solar | Net-Metering | 7.6 | Active | 4210800% |  | 2015
GMP | Hartland | Solar | Net-Metering | 8.8 | Active | 4222600% |  | 2015
GMP | Charlotte | Solar | Net-Metering | 5 | Active | 4222200% |  | 2015
GMP | Shelburne | Solar | Net-Metering | 5 | Active | 4212100% |  | 2015
GMP | Rochester | Solar | Net-Metering | 7.6 | Active | 4210900% |  | 2015
GMP | Springfield | Solar | Net-Metering | 9.8 | Active | 4227600% |  | 2015
GMP | Cornwall | Solar | Net-Metering | 5 | Active | 4213800% |  | 2015
GMP | Windsor | Solar | Net-Metering | 3.8 | Active | 4215800% |  | 2015
GMP | Sharon | Solar | Net-Metering | 5 | Active | 4212500% |  | 2015
GMP | Cavendish | Solar | Net-Metering | 6 | Active | 4211000% |  | 2015
GMP | Norwich | Solar | Net-Metering | 12.3 | Active | 3871800% |  | 2006
GMP | WATERBURY | Solar | Net-Metering | 500 | Active | 4231700% |  | 2015
GMP | Shelburne | Solar | Net-Metering | 5.16 | Active | 4209600% |  | 2015
GMP | Hartford | Solar | Net-Metering | 5.15 | Active | 4214500% |  | 2015
GMP | Windsor | Solar | Net-Metering | 7 | Active | 4216500% |  | 2015
GMP | Charlotte | Solar | Net-Metering | 5 | Active | 4211800% |  | 2015
GMP | Barnet | Solar | Net-Metering | 5 | Active | 4213900% |  | 2015
GMP | Peacham | Solar | Net-Metering | 5 | Active | 4213200% |  | 2015
GMP | Waterford | Solar | Net-Metering | 6 | Active | 4213800% |  | 2015
GMP | St. Johnsbury | Solar | Net-Metering | 6 | Active | 4213800% |  | 2015
GMP | Braintree | Solar | Net-Metering | 7.5 | Active | 4215300% |  | 2015
GMP | Middletown Springs | Solar | Net-Metering | 7.5 | Active | 4217200% |  | 2015
GMP | Vergennes | Solar | Net-Metering | 7 | Active | 4211800% |  | 2015
GMP | South Burlington | Solar | Net-Metering | 11 | Active | 4238200% |  | 2016
GMP | Colchester | Solar | Net-Metering | 11.4 | Active | 4210800% |  | 2015
GMP | Pittsford | Solar | Net-Metering | 4.2 | Active | 4219100% |  | 2015
GMP | Putney | Solar | Net-Metering | 19.9 | Active | 4234500% |  | 2015
GMP | Royalton | Solar | Net-Metering | 500 | Active | 4233100% |  | 2015
GMP | Danville | Solar | Net-Metering | 7.6 | Active | 4213700% |  | 2015
GMP | West Windsor | Solar | Net-Metering | 7 | Active | 4213000% |  | 2015
GMP | Wallingford | Solar | Net-Metering | 6 | Active | 4215000% |  | 2015
GMP | Ferrisburgh | Solar | Net-Metering | 7 | Active | 4213000% |  | 2015
GMP | Montpelier | Solar | Net-Metering | 20 | Active | 4211400% |  | 2015
GMP | New Haven | Solar | Net-Metering | 9.8 | Active | 4215300% |  | 2015
GMP | Barnet | Solar | Net-Metering | 9.8 | Active | 4214600% |  | 2015
GMP | Middletown Springs | Solar | Net-Metering | 10 | Active | 4214500% |  | 2015
GMP | Vergennes | Solar | Net-Metering | 6 | Active | 4210000% |  | 2015
GMP | Windsor | Solar | Net-Metering | 5.8 | Active | 4218700% |  | 2015
GMP | Shrewsbury | Solar | Net-Metering | 21.64 | Active | 4207500% |  | 2015
GMP | Cambridge | Solar | Net-Metering | 5 | Active | 4220200% |  | 2015
GMP | Fairlee | Solar | Net-Metering | 3.8 | Active | 4215700% |  | 2015
GMP | Shelburne | Solar | Net-Metering | 4.25 | Active | 4214500% |  | 2015
GMP | Arlington | Solar | Net-Metering | 7 | Active | 4213000% |  | 2015
GMP | Hartford | Solar | Net-Metering | 5.16 | Active | 4210700% |  | 2015
GMP | Vergennes | Solar | Net-Metering | 11 | Active | 4210000% |  | 2015
GMP | Essex | Solar | Net-Metering | 5 | Active | 4207600% |  | 2015
GMP | Weybridge | Solar | Net-Metering | 5 | Active | 4210900% |  | 2015
GMP | Richmond | Solar | PPA | 1999 | Active | 4262400% |  | 2016
GMP | Williston | Solar | PPA | 4686.4 | Active | 4268200% |  | 2016
GMP | Ferrisburgh | Wind | Net-Metering | 100 | Active | 4206900% |  | 2015
GMP | Fairfax | Solar | Net-Metering | 4.12 | Active | 4210300% |  | 2015
GMP | Norwich | Solar | Net-Metering | 6 | Active | 4212100% |  | 2015
GMP | Rockingham | Solar | Net-Metering | 69 | Active | 4217300% |  | 2015
GMP | Ferrisburgh | Solar | Net-Metering | 500 | Active | 4233100% |  | 2015
GMP | Berlin | Solar | Net-Metering | 42 | Active | 4219200% |  | 2015
GMP | Addison | Solar | Net-Metering | 5 | Active | 4216400% |  | 2015
GMP | Williston | Solar | Net-Metering | 4 | Active | 4212400% |  | 2015
GMP | Ferrisburgh | Solar | Net-Metering | 3.8 | Active | 4219400% |  | 2015
GMP | Guilford | Solar | Net-Metering | 10 | Active | 4237700% |  | 2016
GMP | Chester | Solar | Net-Metering | 5.3 | Active | 4215900% |  | 2015
GMP | Roxbury | Solar | Net-Metering | 15.4 | Active | 4215900% |  | 2015
GMP | Braintree | Solar | Net-Metering | 6.12 | Active | 4222600% |  | 2015
GMP | Vergennes | Solar | Net-Metering | 6 | Active | 4208800% |  | 2015
GMP | Randolph | Solar | Net-Metering | 500 | Active | 4238300% |  | 2016
GMP | New Haven | Solar | Net-Metering | 10 | Active | 4213800% |  | 2015
GMP | Underhill | Solar | Net-Metering | 4 | Active | 4213900% |  | 2015
GMP | Danville | Solar | Net-Metering | 7 | Active | 4215700% |  | 2015
GMP | Benson | Solar | Net-Metering | 8.8 | Active | 4219100% |  | 2015
GMP | Waterbury | Solar | Net-Metering | 6 | Active | 4216000% |  | 2015
GMP | Cambridge | Solar | Net-Metering | 1.83 | Active | 4208900% |  | 2015
GMP | Charlotte | Solar | Net-Metering | 500 | Active | 4263500% |  | 2016
GMP | Guilford | Solar | Net-Metering | 6 | Active | 4211500% |  | 2015
GMP | Newbury | Solar | Net-Metering | 4.75 | Active | 4218400% |  | 2015
GMP | Norwich | Solar | Net-Metering | 7.6 | Active | 4220100% |  | 2015
GMP | Bridgewater | Solar | Net-Metering | 2.86 | Active | 4212800% |  | 2015
GMP | Dummerston | Solar | Net-Metering | 7.6 | Active | 4212500% |  | 2015
GMP | Shrewsbury | Solar | Net-Metering | 5.76 | Active | 4210100% |  | 2015
GMP | Thetford | Solar | Net-Metering | 7.6 | Active | 4211500% |  | 2015
GMP | Woodstock | Solar | Net-Metering | 6.02 | Active | 4216700% |  | 2015
GMP | Waitsfield | Solar | Net-Metering | 8 | Active | 4213500% |  | 2015
GMP | Leicester | Solar | Net-Metering | 14 | Active | 4219100% |  | 2015
GMP | Middlebury | Solar | Net-Metering | 6 | Active | 4219200% |  | 2015
GMP | Barnard | Solar | Net-Metering | 6 | Active | 4217400% |  | 2015
GMP | Middletown Springs | Solar | Net-Metering | 8.8 | Active | 4217200% |  | 2015
GMP | Leicester | Solar | Net-Metering | 8 | Active | 4213800% |  | 2015
GMP | Shelburne | Solar | Net-Metering | 7.9 | Active | 4018400% |  | 2010
GMP | Arlington | Solar | Net-Metering | 7.5 | Active | 4215100% |  | 2015
GMP | Hartford | Solar | Net-Metering | 7.6 | Active | 4215900% |  | 2015
GMP | Manchester | Solar | Net-Metering | 5.5 | Active | 4213100% |  | 2015
GMP | Bridport | Solar | Net-Metering | 5.4 | Active | 4211500% |  | 2015
GMP | South Burlington | Solar | Net-Metering | 6 | Active | 4215900% |  | 2015
GMP | Brandon | Solar | Net-Metering | 7 | Active | 4212900% |  | 2015
GMP | West Haven | Solar | Net-Metering | 6.75 | Active | 4212900% |  | 2015
GMP | Londonderry | Solar | Net-Metering | 7.75 | Active | 4212800% |  | 2015
GMP | Groton | Solar | Net-Metering | 150 | Active | 4236100% |  | 2015
GMP | Cornwall | Solar | Net-Metering | 3 | Active | 4213800% |  | 2015
GMP | Randolph | Solar | Net-Metering | 7.6 | Active | 4214300% |  | 2015
GMP | Bristol | Solar | Net-Metering | 4.5 | Active | 4213800% |  | 2015
GMP | Essex Junction | Solar | Net-Metering | 10.75 | Active | 4213500% |  | 2015
GMP | Rockingham | Solar | Net-Metering | 7.24 | Active | 4214500% |  | 2015
GMP | Shoreham | Solar | Net-Metering | 148.2 | Active | 4220900% |  | 2015
GMP | Jericho | Solar | Net-Metering | 11 | Active | 4217800% |  | 2015
GMP | Brandon | Solar | Net-Metering | 7 | Active | 4216000% |  | 2015
GMP | Monkton | Solar | Net-Metering | 12.6 | Active | 4214500% |  | 2015
GMP | Waterford | Solar | Net-Metering | 6 | Active | 4215700% |  | 2015
GMP | Thetford | Solar | Net-Metering | 3.8 | Active | 4216600% |  | 2015
GMP | Hancock | Solar | Net-Metering | 7 | Active | 4216700% |  | 2015
GMP | Waterbury | Solar | Net-Metering | 6 | Active | 4214400% |  | 2015
GMP | Bristol | Solar | Net-Metering | 6 | Active | 4216500% |  | 2015
GMP | Montpelier | Solar | Net-Metering | 5 | Active | 4214500% |  | 2015
GMP | Brandon | Solar | Net-Metering | 3.8 | Active | 4213200% |  | 2015
GMP | South Burlington | Solar | Net-Metering | 3.8 | Active | 4215300% |  | 2015
GMP | Ferrisburgh | Solar | Net-Metering | 3.8 | Active | 4214400% |  | 2015
GMP | Monkton | Solar | Net-Metering | 3.8 | Active | 4220000% |  | 2015
GMP | Shelburne | Solar | Net-Metering | 5 | Active | 4215700% |  | 2015
GMP | Marlboro | Solar | Net-Metering | 5.67 | Active | 4215900% |  | 2015
GMP | Marlboro | Solar | Net-Metering | 3.09 | Active | 4212500% |  | 2015
GMP | Wilmington | Wind | Net-Metering | 1.5 | Active | 3857200% |  | 2005
GMP | Rockingham | Solar | Net-Metering | 5.66 | Active | 4112100% |  | 2012
GMP | Fairlee | Solar | Net-Metering | 3.8 | Active | 4215700% |  | 2015
GMP | Charlotte | Solar | Net-Metering | 15 | Active | 4240900% |  | 2016
GMP | Warren | Solar | Net-Metering | 4.28 | Active | 4129700% |  | 2013
GMP | Hartford | Solar | Net-Metering | 2.39 | Active | 4098900% |  | 2012
GMP | Hartford | Solar | Net-Metering | 1.6 | Active | 4127000% |  | 2012
GMP | Norwich | Solar | Net-Metering | 3.8 | Active | 4221500% |  | 2015
GMP | Charlotte | Solar | Net-Metering | 6 | Active | 4213800% |  | 2015
GMP | Hartford | Solar | Net-Metering | 10 | Active | 4224300% |  | 2015
GMP | Ferrisburgh | Solar | Net-Metering | 6.88 | Active | 4211500% |  | 2015
GMP | Waterford | Solar | Net-Metering | 6.5 | Active | 4220000% |  | 2015
GMP | Montpelier | Solar | Net-Metering | 7.6 | Active | 4213800% |  | 2015
GMP | Westminster | Solar | Net-Metering | 6.6 | Active | 4218400% |  | 2015
GMP | Westminster | Solar | Net-Metering | 7.6 | Active | 4217200% |  | 2015
GMP | Cabot | Solar | Net-Metering | 12 | Active | 4214400% |  | 2015
GMP | Williston | Solar | Net-Metering | 6 | Active | 4214200% |  | 2015
GMP | Killington | Solar | Net-Metering | 6 | Active | 4212500% |  | 2015
GMP | Windsor | Solar | Net-Metering | 3.8 | Active | 4217300% |  | 2015
GMP | Fairfax | Solar | Net-Metering | 6 | Active | 4217400% |  | 2015
GMP | Cornwall | Solar | Net-Metering | 3.8 | Active | 4217000% |  | 2015
GMP | Ludlow | Solar | Net-Metering | 5 | Active | 4217700% |  | 2015
GMP | Waterbury | Solar | Net-Metering | 7 | Active | 4216600% |  | 2015
GMP | Vergennes | Solar | Net-Metering | 6 | Active | 4215100% |  | 2015
GMP | Rutland City | Solar | Net-Metering | 9.8 | Active | 4217200% |  | 2015
GMP | Moretown | Solar | Net-Metering | 4 | Active | 4216700% |  | 2015
GMP | Fayston | Solar | Net-Metering | 11 | Active | 4217700% |  | 2015
GMP | Colchester | Solar | Net-Metering | 10 | Active | 4213500% |  | 2015
GMP | Rupert | Solar | Net-Metering | 10 | Active | 4223000% |  | 2015
GMP | Colchester | Solar | Net-Metering | 3.8 | Active | 4218400% |  | 2015
GMP | Manchester | Solar | Net-Metering | 10 | Active | 4218000% |  | 2015
GMP | Chester | Solar | Net-Metering | 4 | Active | 4216700% |  | 2015
GMP | St. Albans City | Solar | Net-Metering | 6.38 | Active | 4213700% |  | 2015
GMP | New Haven | Solar | Net-Metering | 7.5 | Active | 4215100% |  | 2015
GMP | Weathersfield | Solar | Net-Metering | 15 | Active | 4220600% |  | 2015
GMP | Leicester | Solar | Net-Metering | 3 | Active | 4215300% |  | 2015
GMP | Leicester | Solar | Net-Metering | 150 | Active | 4231800% |  | 2015
GMP | Middlebury | Solar | Net-Metering | 148.2 | Active | 4224300% |  | 2015
GMP | Weybridge | Solar | Net-Metering | 9 | Active | 4216400% |  | 2015
GMP | Waitsfield | Solar | Net-Metering | 150 | Active | 4236600% |  | 2015
GMP | Waterbury | Solar | Net-Metering | 10 | Active | 4217300% |  | 2015
GMP | Essex Junction | Solar | Net-Metering | 7 | Active | 4215000% |  | 2015
GMP | Clarendon | Solar | Net-Metering | 7 | Active | 4217700% |  | 2015
GMP | Bethel | Solar | Net-Metering | 5 | Active | 4218700% |  | 2015
GMP | Cambridge | Solar | Net-Metering | 7 | Active | 4218400% |  | 2015
GMP | St. Johnsbury | Solar | Net-Metering | 4 | Active | 4216000% |  | 2015
GMP | Strafford | Solar | Net-Metering | 7 | Active | 4221600% |  | 2015
GMP | Waterbury | Solar | Net-Metering | 10 | Active | 4220200% |  | 2015
GMP | Sharon | Solar | Net-Metering | 497.6 | Active | 4252300% |  | 2016
GMP | New Haven | Solar | Net-Metering | 350 | Active | 4271800% |  | 2016
GMP | Waltham | Solar | Net-Metering | 10 | Active | 4213000% |  | 2015
GMP | Barre City | Solar | Net-Metering | 10 | Active | 4214400% |  | 2015
GMP | Barre Town | Solar | Net-Metering | 2.15 | Active | 4219900% |  | 2015
GMP | Poultney | Solar | Net-Metering | 92.4 | Active | 4222400% |  | 2015
GMP | South Burlington | Solar | Net-Metering | 15 | Active | 4224800% |  | 2015
GMP | Plainfield | Solar | Net-Metering | 5 | Active | 4217400% |  | 2015
GMP | South Burlington | Solar | Net-Metering | 9 | Active | 4215200% |  | 2015
GMP | Milton | Solar | Net-Metering | 10 | Active | 4236900% |  | 2015
GMP | Colchester | Solar | Net-Metering | 48 | Active | 4232400% |  | 2015
GMP | Milton | Solar | Net-Metering | 7 | Active | 4225700% |  | 2015
GMP | New Haven | Solar | Net-Metering | 10 | Active | 4219200% |  | 2015
GMP | Hinesburg | Solar | Net-Metering | 7 | Active | 4217700% |  | 2015
GMP | Rochester | Solar | Net-Metering | 6 | Active | 4218100% |  | 2015
GMP | Huntington | Solar | Net-Metering | 3.8 | Active | 4217400% |  | 2015
GMP | Leicester | Solar | Net-Metering | 4.28 | Active | 4151600% |  | 2013
GMP | Bethel | Solar | Net-Metering | 150 | Active | 4226800% |  | 2015
GMP | Stockbridge | Solar | Net-Metering | 8.25 | Active | 4213900% |  | 2015
GMP | Dorset | Solar | Net-Metering | 42.5 | Active | 4199800% |  | 2014
GMP | Colchester | Solar | Net-Metering | 5 | Active | 4216600% |  | 2015
GMP | Bennington | Solar | Net-Metering | 5 | Active | 4216500% |  | 2015
GMP | Ferrisburgh | Solar | Net-Metering | 5 | Active | 4227800% |  | 2015
GMP | South Burlington | Solar | Net-Metering | 7.6 | Active | 4215900% |  | 2015
GMP | Bennington | Solar | Net-Metering | 5.5 | Active | 4215000% |  | 2015
GMP | Castleton | Solar | Net-Metering | 13 | Active | 4219100% |  | 2015
GMP | Shelburne | Solar | Net-Metering | 6 | Active | 4218100% |  | 2015
GMP | Springfield | Solar | Net-Metering | 5 | Active | 4218600% |  | 2015
GMP | Barre City | Solar | Net-Metering | 3.8 | Active | 4217400% |  | 2015
GMP | Ferrisburgh | Solar | Net-Metering | 7.6 | Active | 4225600% |  | 2015
GMP | Richmond | Solar | Net-Metering | 6 | Active | 4217200% |  | 2015
GMP | South Burlington | Solar | Net-Metering | 6 | Active | 4218400% |  | 2015
GMP | Ferrisburgh | Solar | Net-Metering | 150 | Active | 4233200% |  | 2015
GMP | Winhall | Solar | Net-Metering | 14.4 | Active | 4221300% |  | 2015
GMP | Royalton | Solar | Net-Metering | 3 | Active | 4220600% |  | 2015
GMP | Hartland | Solar | Net-Metering | 15 | Active | 4218700% |  | 2015
GMP | Rutland City | Solar | Net-Metering | 4.5 | Active | 4215700% |  | 2015
GMP | Fairlee | Solar | Net-Metering | 4 | Active | 4222100% |  | 2015
GMP | Castleton | Solar | Net-Metering | 7.7 | Active | 4216400% |  | 2015
GMP | Barnet | Solar | Net-Metering | 5 | Active | 4221400% |  | 2015
GMP | Fayston | Solar | Net-Metering | 11.6 | Active | 4227800% |  | 2015
GMP | Milton | Solar | Net-Metering | 7.6 | Active | 4216600% |  | 2015
GMP | Highgate | Solar | Net-Metering | 10.3 | Active | 4219300% |  | 2015
GMP | Shelburne | Solar | Net-Metering | 50 | Active | 4229000% |  | 2015
GMP | Middlebury | Solar | Net-Metering | 3.75 | Active | 4216400% |  | 2015
GMP | Salisbury | Solar | Net-Metering | 150 | Active | 4231800% |  | 2015
GMP | Danby | Solar | Net-Metering | 6.27 | Active | 4216000% |  | 2015
GMP | Whitingham | Solar | Net-Metering | 30.4 | Active | 4217800% |  | 2015
GMP | Pownal | Solar | Net-Metering | 6 | Active | 4214400% |  | 2015
GMP | Hartford | Solar | Net-Metering | 2 | Active | 4220600% |  | 2015
GMP | St. Albans City | Solar | Net-Metering | 4 | Active | 4217200% |  | 2015
GMP | Peacham | Solar | Net-Metering | 3 | Active | 4216500% |  | 2015
GMP | Rochester | Solar | Net-Metering | 5 | Active | 4218400% |  | 2015
GMP | Marshfield | Solar | Net-Metering | 7.5 | Active | 4217300% |  | 2015
GMP | Monkton | Solar | Net-Metering | 8 | Active | 4221400% |  | 2015
GMP | Underhill | Solar | Net-Metering | 8 | Active | 4220200% |  | 2015
GMP | Fairfax | Solar | Net-Metering | 3 | Active | 4219500% |  | 2015
GMP | Middlebury | Solar | Net-Metering | 5 | Active | 4220500% |  | 2015
GMP | East Montpelier | Solar | Net-Metering | 7.7 | Active | 4219400% |  | 2015
GMP | Vergennes | Solar | Net-Metering | 6.6 | Active | 4216500% |  | 2015
GMP | South Burlington | Solar | Net-Metering | 6.24 | Active | 4229200% |  | 2015
GMP | Randolph | Solar | Net-Metering | 6 | Active | 4215600% |  | 2015
GMP | Montpelier | Solar | Net-Metering | 10 | Active | 4222000% |  | 2015
GMP | Danville | Solar | Net-Metering | 7.6 | Active | 4224200% |  | 2015
GMP | Brattleboro | Solar | Net-Metering | 499.2 | Active | 4244600% |  | 2016
GMP | Colchester | Solar | Net-Metering | 15 | Active | 4218400% |  | 2015
GMP | Bennington | Solar | Net-Metering | 5.5 | Active | 4218100% |  | 2015
GMP | Springfield | Solar | Net-Metering | 10 | Active | 4218600% |  | 2015
GMP | Norwich | Solar | Net-Metering | 5 | Active | 4216700% |  | 2015
GMP | Berlin | Solar | Net-Metering | 5 | Active | 4219500% |  | 2015
GMP | Vershire | Solar | Net-Metering | 30.24 | Active | 4213500% |  | 2015
GMP | Cornwall | Solar | Net-Metering | 3.78 | Active | 4217000% |  | 2015
GMP | Hartford | Solar | Net-Metering | 7.7 | Active | 4215200% |  | 2015
GMP | Hartford | Solar | PPA | 4992 | Active | 4271700% |  | 2016
GMP | Chester | Solar | Net-Metering | 2.5 | Active | 4220900% |  | 2015
GMP | Middlesex | Solar | Net-Metering | 5 | Active | 4220100% |  | 2015
GMP | Waitsfield | Solar | Net-Metering | 7 | Active | 4219500% |  | 2015
GMP | Putney | Solar | Net-Metering | 5 | Active | 4220500% |  | 2015
GMP | Addison | Solar | Net-Metering | 498 | Active | 4294900% |  | 2017
GMP | New Haven | Solar | Net-Metering | 498 | Active | 4304800% |  | 2017
GMP | Middlebury | Solar | Net-Metering | 4 | Active | 4219800% |  | 2015
GMP | Barre Town | Solar | Net-Metering | 5 | Active | 4221500% |  | 2015
GMP | St. Johnsbury | Solar | Net-Metering | 3.8 | Active | 4219400% |  | 2015
GMP | Corinth | Solar | Net-Metering | 3.8 | Active | 4218700% |  | 2015
GMP | Peacham | Solar | Net-Metering | 6 | Active | 4218000% |  | 2015
GMP | Starksboro | Solar | Net-Metering | 6 | Active | 4218700% |  | 2015
GMP | Rutland City | Solar | Net-Metering | 7.6 | Active | 4226100% |  | 2015
GMP | Benson | Solar | Net-Metering | 500 | Active | 4253100% |  | 2016
GMP | Braintree | Solar | Net-Metering | 5 | Active | 4217900% |  | 2015
GMP | Athens | Solar | Net-Metering | 10 | Active | 4220900% |  | 2015
GMP | Ferrisburgh | Solar | Net-Metering | 494 | Active | 4233200% |  | 2015
GMP | Londonderry | Solar | Net-Metering | 3.8 | Active | 4219900% |  | 2015
GMP | Middlebury | Solar | Net-Metering | 4.73 | Active | 4219800% |  | 2015
GMP | Brandon | Solar | Net-Metering | 8.2 | Active | 4219200% |  | 2015
GMP | Wilmington | Solar | Net-Metering | 5.36 | Active | 4069400% |  | 2011
GMP | West Haven | Solar | Net-Metering | 3.5 | Active | 4217700% |  | 2015
GMP | Thetford | Solar | Net-Metering | 3.8 | Active | 4220900% |  | 2015
GMP | Barre City | Solar | Net-Metering | 12.6 | Active | 4222200% |  | 2015
GMP | Lunenburg | Solar | Net-Metering | 150 | Active | 4233100% |  | 2015
GMP | Essex | Solar | Net-Metering | 15 | Active | 4219900% |  | 2015
GMP | Bristol | Solar | Net-Metering | 5 | Active | 4223400% |  | 2015
GMP | Williston | Solar | Net-Metering | 5 | Active | 4218700% |  | 2015
GMP | Milton | Solar | Net-Metering | 3 | Active | 4219500% |  | 2015
GMP | Castleton | Solar | Net-Metering | 3.8 | Active | 4219800% |  | 2015
GMP | Essex Junction | Solar | Net-Metering | 5 | Active | 4219800% |  | 2015
GMP | Shelburne | Solar | Net-Metering | 5 | Active | 4220700% |  | 2015
GMP | Winooski | Solar | Net-Metering | 3 | Active | 4218500% |  | 2015
GMP | Plymouth | Solar | Net-Metering | 6 | Active | 4222100% |  | 2015
GMP | New Haven | Solar | Net-Metering | 5 | Active | 4222600% |  | 2015
GMP | Waterbury | Solar | Net-Metering | 8.54 | Active | 4219400% |  | 2015
GMP | Barre City | Solar | Net-Metering | 480 | Active | 4235900% |  | 2015
GMP | Cornwall | Solar | Net-Metering | 2.01 | Active | 4157100% |  | 2013
GMP | Barre City | Solar | Net-Metering | 497.6 | Active | 4262800% |  | 2016
GMP | Dummerston | Solar | Net-Metering | 5.75 | Active | 4221600% |  | 2015
GMP | Barnard | Solar | Net-Metering | 7.6 | Active | 4221500% |  | 2015
GMP | Swanton | Solar | Net-Metering | 9.1 | Active | 4220100% |  | 2015
GMP | Essex Junction | Solar | Net-Metering | 10 | Active | 4220200% |  | 2015
GMP | Sharon | Solar | Net-Metering | 499.46 | Active | 4255200% |  | 2016
GMP | Williston | Solar | Net-Metering | 480 | Active | 4295800% |  | 2017
GMP | Bennington | Solar | Net-Metering | 3 | Active | 4215200% |  | 2015
GMP | New Haven | Solar | Net-Metering | 499.97 | Active | 4276900% |  | 2017
GMP | Stockbridge | Solar | Net-Metering | 5 | Active | 4222600% |  | 2015
GMP | Woodstock | Solar | Net-Metering | 15 | Active | 4224900% |  | 2015
GMP | Bradford | Solar | Net-Metering | 9 | Active | 4217300% |  | 2015
GMP | Lincoln | Solar | Net-Metering | 13.2 | Active | 4220000% |  | 2015
GMP | Bennington | Solar | Net-Metering | 12 | Active | 4222100% |  | 2015
GMP | Bridport | Solar | Net-Metering | 5 | Active | 4219100% |  | 2015
GMP | Braintree | Solar | Net-Metering | 3.5 | Active | 4226800% |  | 2015
GMP | Pittsford | Solar | Net-Metering | 4 | Active | 4232400% |  | 2015
GMP | Guilford | Solar | Net-Metering | 150 | Active | 4229800% |  | 2015
GMP | Stockbridge | Solar | Net-Metering | 9 | Active | 4222800% |  | 2015
GMP | Mount Holly | Solar | Net-Metering | 5 | Active | 4223500% |  | 2015
GMP | Swanton | Solar | Net-Metering | 7 | Active | 4220100% |  | 2015
GMP | Milton | Solar | Net-Metering | 15 | Active | 4221300% |  | 2015
GMP | Milton | Solar | Net-Metering | 10 | Active | 4229000% |  | 2015
GMP | Essex Junction | Solar | Net-Metering | 6.8 | Active | 4220100% |  | 2015
GMP | Cornwall | Solar | Net-Metering | 5.2 | Active | 4254500% |  | 2016
GMP | Proctor | Solar | Net-Metering | 103 | Active | 4225800% |  | 2015
GMP | Westminster | Solar | Net-Metering | 15 | Active | 4234500% |  | 2015
GMP | Middlebury | Solar | Net-Metering | 2.25 | Active | 4228600% |  | 2015
GMP | Westminster | Solar | Net-Metering | 500 | Active | 4297800% |  | 2017
GMP | Jamaica | Solar | Net-Metering | 499 | Active | 4233900% |  | 2015
GMP | Dorset | Solar | Net-Metering | 6 | Active | 4229700% |  | 2015
GMP | Dorset | Solar | Net-Metering | 6.75 | Active | 4220700% |  | 2015
GMP | Panton | Solar | PPA | 4900 | Active | 4271300% |  | 2016
GMP | Georgia | Solar | Net-Metering | 8 | Active | 4221400% |  | 2015
GMP | Bradford | Solar | Net-Metering | 7.5 | Active | 4220100% |  | 2015
GMP | Proctor | Solar | Net-Metering | 7 | Active | 4220700% |  | 2015
VPPSA | Morristown | Solar | Standard Offer | 2100 | Active | 4444800% |  | 2021
GMP | Guilford | Solar | Net-Metering | 499 | Active | 4250000% |  | 2016
GMP | Bennington | Solar | Net-Metering | 6 | Active | 4222200% |  | 2015
GMP | Bennington | Solar | Net-Metering | 6 | Active | 4223000% |  | 2015
GMP | Barnard | Solar | Net-Metering | 20 | Active | 4225800% |  | 2015
GMP | Thetford | Solar | Net-Metering | 3.8 | Active | 4223400% |  | 2015
GMP | Clarendon | Solar | Net-Metering | 61 | Active | 4235900% |  | 2015
GMP | Shrewsbury | Solar | Net-Metering | 3.36 | Active | 4220500% |  | 2015
GMP | Cornwall | Solar | Net-Metering | 7.6 | Active | 4225500% |  | 2015
GMP | Middletown Springs | Solar | Net-Metering | 6 | Active | 4219400% |  | 2015
GMP | Athens | Solar | Net-Metering | 50 | Active | 4276600% |  | 2017
GMP | Putney | Solar | Net-Metering | 3.6 | Active | 4223600% |  | 2015
GMP | Essex Junction | Solar | Net-Metering | 3 | Active | 4224200% |  | 2015
GMP | Bethel | Solar | Net-Metering | 5 | Active | 4220600% |  | 2015
GMP | Ripton | Solar | Net-Metering | 6 | Active | 4222300% |  | 2015
GMP | Danville | Solar | Net-Metering | 3.8 | Active | 4221600% |  | 2015
GMP | South Burlington | Solar | Net-Metering | 7.7 | Active | 4223400% |  | 2015
GMP | Barnet | Solar | Net-Metering | 9.75 | Active | 4220000% |  | 2015
GMP | Brattleboro | Solar | Net-Metering | 6 | Active | 4221300% |  | 2015
GMP | Westminster | Solar | Net-Metering | 99.9 | Active | 4295800% |  | 2017
GMP | Fairfax | Solar | Net-Metering | 16 | Active | 4224200% |  | 2015
GMP | Westminster | Solar | Net-Metering | 1793.3 | Active | 4271700% |  | 2016
GMP | Cavendish | Solar | Net-Metering | 10 | Active | 4225000% |  | 2015
GMP | Cornwall | Solar | Net-Metering | 15 | Active | 4222000% |  | 2015
GMP | Essex | Solar | Net-Metering | 499 | Active | 4235500% |  | 2015
GMP | Middlebury | Solar | Net-Metering | 17.5 | Active | 4260600% |  | 2016
GMP | Sharon | Solar | Net-Metering | 10 | Active | 4218400% |  | 2015
GMP | Underhill | Solar | Net-Metering | 5 | Active | 4223600% |  | 2015
GMP | Georgia | Solar | Net-Metering | 5 | Active | 4222200% |  | 2015
GMP | Middletown Springs | Solar | Net-Metering | 6 | Active | 4223500% |  | 2015
GMP | Guilford | Solar | Net-Metering | 252 | Active | 4332700% |  | 2018
GMP | Strafford | Solar | PPA | 4998 | Active | 4304700% |  | 2017
GMP | Rochester | Solar | Net-Metering | 9 | Active | 4222100% |  | 2015
GMP | Randolph | Solar | Net-Metering | 4.48 | Active | 4218700% |  | 2015
GMP | Rutland Town | Solar | Net-Metering | 1.33 | Active | 4224800% |  | 2015
GMP | Essex Junction | Solar | Net-Metering | 6 | Active | 4220500% |  | 2015
GMP | Dorset | Solar | Net-Metering | 7.5 | Active | 4222800% |  | 2015
GMP | Manchester | Solar | Net-Metering | 8.25 | Active | 4222200% |  | 2015
GMP | Hartford | Solar | Net-Metering | 5 | Active | 4226100% |  | 2015
GMP | Rochester | Solar | Net-Metering | 4.3 | Active | 4219200% |  | 2015
GMP | Springfield | Solar | Net-Metering | 150 | Active | 4263400% |  | 2016
GMP | Pittsford | Solar | Net-Metering | 10.8 | Active | 4223500% |  | 2015
GMP | Williston | Solar | Net-Metering | 11.4 | Active | 4223700% |  | 2015
GMP | Essex | Solar | Net-Metering | 14.8 | Active | 4226500% |  | 2015
GMP | Essex Junction | Solar | Net-Metering | 5 | Active | 4222200% |  | 2015
GMP | Guilford | Solar | Net-Metering | 500 | Active | 4267000% |  | 2016
GMP | Pawlet | Solar | Net-Metering | 4 | Active | 4225500% |  | 2015
GMP | Colchester | Solar | Net-Metering | 7 | Active | 4223400% |  | 2015
GMP | Guilford | Solar | Net-Metering | 5 | Active | 4222100% |  | 2015
GMP | Westminster | Solar | Net-Metering | 6.6 | Active | 4226800% |  | 2015
GMP | Cavendish | Solar | Net-Metering | 5 | Active | 4223000% |  | 2015
GMP | Windsor | Solar | Net-Metering | 6 | Active | 4224000% |  | 2015
GMP | Warren | Solar | Net-Metering | 7.6 | Active | 4228300% |  | 2015
GMP | Bristol | Solar | Net-Metering | 6 | Active | 4224300% |  | 2015
GMP | Pownal | Solar | Net-Metering | 21.96 | Active | 4224200% |  | 2015
GMP | Pawlet | Solar | Net-Metering | 9.1 | Active | 4220600% |  | 2015
GMP | Essex | Solar | Net-Metering | 6 | Active | 4222800% |  | 2015
GMP | Georgia | Solar | Net-Metering | 10.66 | Active | 4222000% |  | 2015
GMP | Bennington | Solar | Net-Metering | 499 | Active | 4244300% |  | 2016
GMP | Rockingham | Solar | Net-Metering | 13.6 | Active | 4226400% |  | 2015
GMP | Weybridge | Solar | Net-Metering | 7 | Active | 4224300% |  | 2015
GMP | Charlotte | Solar | Net-Metering | 500 | Active | 4235900% |  | 2015
GMP | Londonderry | Solar | Net-Metering | 11.5 | Active | 4219400% |  | 2015
GMP | St. Johnsbury | Solar | Net-Metering | 320 | Active | 4259700% |  | 2016
GMP | Underhill | Solar | Net-Metering | 8.8 | Active | 4224200% |  | 2015
GMP | Fairfax | Solar | Net-Metering | 11 | Active | 4223000% |  | 2015
GMP | Hartland | Solar | Net-Metering | 5.5 | Active | 4225500% |  | 2015
GMP | Dorset | Solar | Net-Metering | 6 | Active | 4223500% |  | 2015
GMP | St. Johnsbury | Solar | Net-Metering | 500 | Active | 4266000% |  | 2016
GMP | Middlebury | Solar | Net-Metering | 3 | Active | 4222600% |  | 2015
GMP | Bridport | Solar | Net-Metering | 3.75 | Active | 4222800% |  | 2015
GMP | Jericho | Solar | Net-Metering | 7 | Active | 4225700% |  | 2015
GMP | Granville | Solar | Net-Metering | 8.8 | Active | 4224700% |  | 2015
GMP | Norwich | Solar | Net-Metering | 3.8 | Active | 4224000% |  | 2015
GMP | Concord | Solar | Net-Metering | 5 | Active | 4237300% |  | 2016
GMP | Barnet | Solar | Net-Metering | 7.6 | Active | 4225000% |  | 2015
GMP | Milton | Solar | Net-Metering | 6 | Active | 4222800% |  | 2015
GMP | Fairlee | Solar | Net-Metering | 3.8 | Active | 4222100% |  | 2015
GMP | Waterbury | Solar | Net-Metering | 3.8 | Active | 4224200% |  | 2015
GMP | Bristol | Solar | Net-Metering | 7.7 | Active | 4224300% |  | 2015
GMP | Springfield | Solar | Net-Metering | 500 | Active | 4261400% |  | 2016
GMP | St. Johnsbury | Solar | Net-Metering | 6 | Active | 4234900% |  | 2015
GMP | Woodstock | Solar | Net-Metering | 7.6 | Active | 4225000% |  | 2015
GMP | Underhill | Solar | Net-Metering | 10 | Active | 4231300% |  | 2015
GMP | Lunenburg | Solar | PPA | 2100 | Active | 4336300% |  | 2018
GMP | Brattleboro | Solar | Net-Metering | 5 | Active | 4227100% |  | 2015
GMP | Essex Junction | Solar | Net-Metering | 6 | Active | 4223000% |  | 2015
GMP | Vergennes | Solar | Net-Metering | 5 | Active | 4226200% |  | 2015
GMP | Rochester | Solar | Net-Metering | 6 | Active | 4223600% |  | 2015
GMP | Ferrisburgh | Solar | Net-Metering | 7.7 | Active | 4226800% |  | 2015
GMP | Rutland Town | Solar | Net-Metering | 7 | Active | 4224900% |  | 2015
GMP | St. Albans City | Solar | Net-Metering | 5 | Active | 4224800% |  | 2015
GMP | St. Albans City | Solar | Net-Metering | 5 | Active | 4223500% |  | 2015
GMP | Sunderland | Solar | Net-Metering | 3.5 | Active | 4224200% |  | 2015
GMP | Cavendish | Solar | Net-Metering | 6 | Active | 4225000% |  | 2015
GMP | Danby | Solar | Net-Metering | 8 | Active | 4226100% |  | 2015
GMP | Thetford | Solar | Net-Metering | 6 | Active | 4228500% |  | 2015
GMP | Richmond | Solar | Net-Metering | 7.6 | Active | 4224800% |  | 2015
GMP | Marlboro | Solar | Net-Metering | 6 | Active | 4223500% |  | 2015
GMP | Wilmington | Solar | Net-Metering | 4.5 | Active | 4222800% |  | 2015
GMP | Hartland | Solar | Net-Metering | 3.8 | Active | 4224900% |  | 2015
GMP | Dummerston | Solar | Net-Metering | 7.7 | Active | 4231100% |  | 2015
GMP | Bristol | Solar | Net-Metering | 7.6 | Active | 4221900% |  | 2015
GMP | Ludlow | Solar | Net-Metering | 14.4 | Active | 4228200% |  | 2015
GMP | Norwich | Solar | Net-Metering | 8.8 | Active | 4225500% |  | 2015
GMP | Dummerston | Solar | Net-Metering | 8.8 | Active | 4226900% |  | 2015
GMP | Pomfret | Solar | Net-Metering | 15 | Active | 4233200% |  | 2015
GMP | Norwich | Solar | Net-Metering | 3.8 | Active | 4226100% |  | 2015
GMP | Vernon | Solar | Net-Metering | 6 | Active | 4229100% |  | 2015
GMP | Putney | Solar | Net-Metering | 10 | Active | 4226800% |  | 2015
GMP | Rockingham | Solar | Net-Metering | 5 | Active | 4222600% |  | 2015
GMP | Danby | Solar | Net-Metering | 9 | Active | 4220700% |  | 2015
GMP | Milton | Solar | Net-Metering | 7.6 | Active | 4224100% |  | 2015
GMP | Fairfax | Solar | Net-Metering | 6 | Active | 4226500% |  | 2015
GMP | Cornwall | Solar | Net-Metering | 6 | Active | 4226300% |  | 2015
GMP | Bristol | Solar | Net-Metering | 22.25 | Active | 4248200% |  | 2016
GMP | Norwich | Solar | Net-Metering | 3 | Active | 4229000% |  | 2015
GMP | Chester | Solar | Net-Metering | 4 | Active | 4225000% |  | 2015
GMP | Lunenburg | Solar | Net-Metering | 5.25 | Active | 4226100% |  | 2015
GMP | Dummerston | Solar | Net-Metering | 150 | Active | 4241100% |  | 2016
GMP | St. Johnsbury | Solar | Net-Metering | 150 | Active | 4271700% |  | 2016
GMP | St. Johnsbury | Solar | Net-Metering | 150 | Active | 4260400% |  | 2016
GMP | St. Johnsbury | Solar | Net-Metering | 11 | Active | 4227600% |  | 2015
GMP | Windsor | Solar | Net-Metering | 6 | Active | 4227800% |  | 2015
GMP | Charlotte | Solar | Net-Metering | 20 | Active | 4229700% |  | 2015
GMP | Pittsford | Solar | Net-Metering | 6 | Active | 4230300% |  | 2015
GMP | Fairfax | Solar | Net-Metering | 3.8 | Active | 4224200% |  | 2015
GMP | Essex Junction | Solar | Net-Metering | 6 | Active | 4228200% |  | 2015
GMP | Ferrisburgh | Solar | Net-Metering | 7.5 | Active | 4228300% |  | 2015
GMP | Panton | Solar | Net-Metering | 11.4 | Active | 4226800% |  | 2015
GMP | Williston | Solar | Net-Metering | 7.5 | Active | 4226800% |  | 2015
GMP | Guildhall | Solar | Net-Metering | 11 | Active | 4226900% |  | 2015
GMP | Georgia | Solar | Net-Metering | 3.8 | Active | 4226900% |  | 2015
GMP | Wallingford | Solar | Net-Metering | 7.7 | Active | 4230500% |  | 2015
GMP | Addison | Solar | Net-Metering | 7 | Active | 4227800% |  | 2015
GMP | Colchester | Solar | Net-Metering | 80 | Active | 4236600% |  | 2015
GMP | Hartland | Solar | Net-Metering | 5 | Active | 4226100% |  | 2015
GMP | Ferrisburgh | Solar | Net-Metering | 5 | Active | 4224800% |  | 2015
GMP | Barre City | Solar | Net-Metering | 4 | Active | 4224800% |  | 2015
GMP | Jericho | Solar | Net-Metering | 7.6 | Active | 4224800% |  | 2015
GMP | Ferrisburgh | Solar | Net-Metering | 5 | Active | 4224900% |  | 2015
GMP | Williston | Solar | Net-Metering | 5 | Active | 4225500% |  | 2015
GMP | Manchester | Solar | Net-Metering | 14.08 | Active | 4242300% |  | 2016
GMP | Ferrisburgh | Solar | Net-Metering | 8 | Active | 4224800% |  | 2015
GMP | Woodstock | Solar | Net-Metering | 3.8 | Active | 4227800% |  | 2015
GMP | East Montpelier | Solar | Net-Metering | 5 | Active | 4226200% |  | 2015
GMP | Poultney | Solar | Net-Metering | 7.6 | Active | 4228600% |  | 2015
GMP | Stamford | Solar | Net-Metering | 4 | Active | 4229100% |  | 2015
GMP | Barre Town | Solar | Net-Metering | 5 | Active | 4224700% |  | 2015
GMP | South Burlington | Solar | Net-Metering | 6 | Active | 4233800% |  | 2015
GMP | Tunbridge | Solar | Net-Metering | 5 | Active | 4222600% |  | 2015
GMP | Mendon | Solar | Net-Metering | 36 | Active | 4229900% |  | 2015
GMP | Wallingford | Solar | Net-Metering | 8 | Active | 4228600% |  | 2015
GMP | Chester | Solar | Net-Metering | 10 | Active | 4234700% |  | 2015
GMP | Lunenburg | Solar | Net-Metering | 9 | Active | 4235500% |  | 2015
GMP | Marlboro | Solar | Net-Metering | 5 | Active | 4234200% |  | 2015
GMP | Hancock | Solar | Net-Metering | 10.1 | Active | 4226200% |  | 2015
GMP | Leicester | Solar | Net-Metering | 7.6 | Active | 4229200% |  | 2015
GMP | Cornwall | Solar | Net-Metering | 7.6 | Active | 4232600% |  | 2015
GMP | Weathersfield | Solar | Net-Metering | 7.6 | Active | 4226500% |  | 2015
GMP | New Haven | Solar | Net-Metering | 2 | Active | 4223500% |  | 2015
GMP | Hinesburg | Solar | Net-Metering | 3 | Active | 4226900% |  | 2015
GMP | Waitsfield | Solar | Net-Metering | 5 | Active | 4231700% |  | 2015
GMP | Norwich | Solar | Net-Metering | 7 | Active | 4234900% |  | 2015
GMP | Norwich | Solar | Net-Metering | 4.5 | Active | 4228900% |  | 2015
GMP | Plainfield | Solar | Net-Metering | 10 | Active | 4225700% |  | 2015
GMP | St. Albans City | Solar | Net-Metering | 150 | Active | 4251500% |  | 2016
GMP | Ferrisburgh | Solar | Net-Metering | 10 | Active | 4227500% |  | 2015
GMP | Middlebury | Solar | Net-Metering | 5 | Active | 4226300% |  | 2015
GMP | Londonderry | Solar | Net-Metering | 4.8 | Active | 4224200% |  | 2015
GMP | Marlboro | Solar | Net-Metering | 5.98 | Active | 4225600% |  | 2015
GMP | Brattleboro | Solar | Net-Metering | 3.8 | Active | 4227500% |  | 2015
GMP | Marlboro | Solar | Net-Metering | 5 | Active | 4227100% |  | 2015
GMP | Shrewsbury | Solar | Net-Metering | 5 | Active | 4227600% |  | 2015
GMP | Hartford | Solar | Net-Metering | 6 | Active | 4226400% |  | 2015
GMP | Castleton | Solar | Net-Metering | 6.25 | Active | 4227000% |  | 2015
GMP | West Windsor | Solar | Net-Metering | 3.8 | Active | 4225000% |  | 2015
GMP | Waitsfield | Solar | Net-Metering | 5 | Active | 4227100% |  | 2015
GMP | Chester | Solar | Net-Metering | 10 | Active | 4227100% |  | 2015
GMP | New Haven | Solar | Net-Metering | 349.6 | Active | 4282400% |  | 2017
GMP | Addison | Solar | Net-Metering | 500 | Active | 4355100% |  | 2019
GMP | Windsor | Solar | Net-Metering | 3.8 | Active | 4226900% |  | 2015
GMP | Charlotte | Solar | Net-Metering | 11 | Active | 4229100% |  | 2015
GMP | Manchester | Solar | Net-Metering | 10 | Active | 4234900% |  | 2015
GMP | Bennington | Solar | Net-Metering | 6 | Active | 4226100% |  | 2015
GMP | Poultney | Solar | Net-Metering | 5 | Active | 4230500% |  | 2015
GMP | Essex Junction | Solar | Net-Metering | 30 | Active | 4244000% |  | 2016
GMP | Dummerston | Solar | Net-Metering | 7.6 | Active | 4226900% |  | 2015
GMP | Hartland | Solar | Net-Metering | 150 | Active | 4234600% |  | 2015
GMP | Benson | Solar | Net-Metering | 150 | Active | 4235600% |  | 2015
GMP | Charlotte | Solar | Net-Metering | 24 | Active | 4228600% |  | 2015
GMP | Dummerston | Solar | Net-Metering | 3.8 | Active | 4230600% |  | 2015
GMP | Lincoln | Solar | Net-Metering | 5 | Active | 4228900% |  | 2015
GMP | Rutland Town | Solar | Net-Metering | 7 | Active | 4228400% |  | 2015
GMP | Hartford | Solar | Net-Metering | 5 | Active | 4227100% |  | 2015
GMP | Goshen | Solar | Net-Metering | 7.7 | Active | 4233300% |  | 2015
GMP | Windsor | Solar | Net-Metering | 3.8 | Active | 4226200% |  | 2015
GMP | Addison | Solar | Net-Metering | 5 | Active | 4226800% |  | 2015
GMP | Leicester | Solar | Net-Metering | 5 | Active | 4226800% |  | 2015
GMP | Peacham | Solar | Net-Metering | 3.8 | Active | 4229300% |  | 2015
GMP | Hartford | Solar | Net-Metering | 5 | Active | 4226500% |  | 2015
GMP | Clarendon | Solar | Net-Metering | 150 | Active | 4246700% |  | 2016
GMP | Guilford | Solar | Net-Metering | 9.6 | Active | 4243200% |  | 2016
GMP | Wilmington | Solar | Net-Metering | 3.84 | Active | 4233800% |  | 2015
GMP | Hartland | Solar | Net-Metering | 37.4 | Active | 4229300% |  | 2015
GMP | Brattleboro | Solar | Net-Metering | 4 | Active | 4234000% |  | 2015
GMP | West Rutland | Solar | Net-Metering | 500 | Active | 4302400% |  | 2017
GMP | Marshfield | Solar | Net-Metering | 6 | Active | 4234100% |  | 2015
GMP | St. Albans City | Solar | Net-Metering | 9.1 | Active | 4232700% |  | 2015
GMP | Cambridge | Solar | Net-Metering | 7.6 | Active | 4230500% |  | 2015
GMP | St. Albans City | Solar | Net-Metering | 11.4 | Active | 4230300% |  | 2015
GMP | Tinmouth | Solar | Net-Metering | 5 | Active | 4232100% |  | 2015
GMP | Georgia | Solar | Net-Metering | 147 | Active | 4236600% |  | 2015
GMP | Manchester | Solar | Net-Metering | 9.75 | Active | 4231400% |  | 2015
GMP | New Haven | Solar | Net-Metering | 80 | Active | 4234100% |  | 2015
GMP | St. Albans City | Solar | Net-Metering | 6 | Active | 4229100% |  | 2015
GMP | Ferrisburgh | Solar | Net-Metering | 6 | Active | 4227000% |  | 2015
GMP | Essex Junction | Solar | Net-Metering | 4 | Active | 4229300% |  | 2015
GMP | Bristol | Solar | Net-Metering | 8.25 | Active | 4228300% |  | 2015
GMP | Cavendish | Solar | Net-Metering | 6 | Active | 4226200% |  | 2015
GMP | Pomfret | Solar | Net-Metering | 5 | Active | 4224400% |  | 2015
GMP | Jamaica | Solar | Net-Metering | 5 | Active | 4236800% |  | 2015
GMP | Thetford | Solar | Net-Metering | 11.4 | Active | 4236000% |  | 2015
GMP | Starksboro | Solar | Net-Metering | 150 | Active | 4279400% |  | 2017
GMP | St. Albans City | Solar | Net-Metering | 7.5 | Active | 4227600% |  | 2015
GMP | Woodstock | Solar | Net-Metering | 6 | Active | 4227100% |  | 2015
GMP | Montpelier | Solar | Net-Metering | 5 | Active | 4229800% |  | 2015
GMP | South Burlington | Solar | Net-Metering | 15 | Active | 4229700% |  | 2015
GMP | Windsor | Solar | Net-Metering | 5 | Active | 4238800% |  | 2016
GMP | Springfield | Solar | Net-Metering | 4.36 | Active | 4229300% |  | 2015
GMP | Windsor | Solar | Net-Metering | 144.9 | Active | 4236800% |  | 2015
GMP | Strafford | Solar | Net-Metering | 4 | Active | 4235200% |  | 2015
GMP | Brattleboro | Solar | Net-Metering | 1.8 | Active | 4074300% |  | 2011
GMP | Swanton | Wind | Net-Metering | 1 | Active | 4178600% |  | 2014
GMP | Woodstock | Solar | Net-Metering | 2.92 | Active | 4178600% |  | 2014
GMP | Dummerston | Solar | Net-Metering | 3.8 | Active | 4227600% |  | 2015
GMP | Danville | Solar | Net-Metering | 5 | Active | 4226900% |  | 2015
GMP | Essex | Solar | Net-Metering | 6 | Active | 4229100% |  | 2015
GMP | Danville | Solar | Net-Metering | 5 | Active | 4229200% |  | 2015
GMP | West Rutland | Solar | Net-Metering | 9.8 | Active | 4231200% |  | 2015
GMP | Bridgewater | Solar | Net-Metering | 5 | Active | 4228300% |  | 2015
GMP | Braintree | Solar | Net-Metering | 6 | Active | 4233100% |  | 2015
GMP | Weathersfield | Solar | Net-Metering | 7.68 | Active | 4231700% |  | 2015
GMP | Ferrisburgh | Solar | Net-Metering | 14 | Active | 4227800% |  | 2015
GMP | Charlotte | Solar | Net-Metering | 4.5 | Active | 4228200% |  | 2015
GMP | Rutland City | Solar | Net-Metering | 7.6 | Active | 4227000% |  | 2015
GMP | Winhall | Solar | Net-Metering | 7 | Active | 4227000% |  | 2015
GMP | Randolph | Solar | Net-Metering | 5.7 | Active | 4226400% |  | 2015
GMP | Orwell | Solar | Net-Metering | 4 | Active | 4228600% |  | 2015
GMP | Norwich | Solar | Net-Metering | 5 | Active | 4227500% |  | 2015
GMP | Bristol | Solar | Net-Metering | 140 | Active | 4236100% |  | 2015
GMP | Waterbury | Solar | Net-Metering | 100 | Active | 4242300% |  | 2016
GMP | Colchester | Solar | Net-Metering | 7.7 | Active | 4230500% |  | 2015
GMP | Rutland City | Solar | Net-Metering | 8 | Active | 4230700% |  | 2015
GMP | Pomfret | Solar | Net-Metering | 3.8 | Active | 4227800% |  | 2015
GMP | Lincoln | Solar | Net-Metering | 15.1 | Active | 4229800% |  | 2015
GMP | Jericho | Solar | Net-Metering | 6 | Active | 4227600% |  | 2015
GMP | Georgia | Solar | Net-Metering | 3.8 | Active | 4233200% |  | 2015
GMP | Rutland City | Solar | Net-Metering | 6 | Active | 4229300% |  | 2015
GMP | Middlebury | Solar | Net-Metering | 4 | Active | 4232100% |  | 2015
GMP | Warren | Solar | Net-Metering | 20 | Active | 4237300% |  | 2016
GMP | Weathersfield | Solar | Net-Metering | 5 | Active | 4227200% |  | 2015
GMP | Waterbury | Solar | Net-Metering | 7.6 | Active | 4227800% |  | 2015
GMP | Rockingham | Solar | Net-Metering | 6 | Active | 4231100% |  | 2015
GMP | Norwich | Solar | Net-Metering | 5 | Active | 4229800% |  | 2015
GMP | Randolph | Solar | Net-Metering | 5 | Active | 4228500% |  | 2015
GMP | Woodstock | Solar | Net-Metering | 10 | Active | 4231300% |  | 2015
GMP | Bristol | Solar | Net-Metering | 12 | Active | 4228300% |  | 2015
GMP | Essex | Solar | Net-Metering | 6 | Active | 4228600% |  | 2015
GMP | Shelburne | Solar | Net-Metering | 6.02 | Active | 4240500% |  | 2016
GMP | Vergennes | Solar | Net-Metering | 500 | Active | 4251700% |  | 2016
GMP | Pawlet | Solar | Net-Metering | 8.25 | Active | 4230300% |  | 2015
GMP | Fairfield | Solar | Net-Metering | 10 | Active | 4235500% |  | 2015
GMP | Wilmington | Solar | Net-Metering | 15.2 | Active | 4234200% |  | 2015
GMP | Addison | Solar | Net-Metering | 3.8 | Active | 4231200% |  | 2015
GMP | Moretown | Solar | Net-Metering | 8 | Active | 4229700% |  | 2015
GMP | Colchester | Solar | Net-Metering | 9.45 | Active | 4232800% |  | 2015
GMP | Cornwall | Solar | Net-Metering | 16.84 | Active | 4232100% |  | 2015
GMP | Monkton | Solar | Net-Metering | 11 | Active | 4231200% |  | 2015
GMP | Westford | Solar | Net-Metering | 5 | Active | 4226500% |  | 2015
GMP | Hartland | Solar | Net-Metering | 10 | Active | 4233200% |  | 2015
GMP | Poultney | Solar | Net-Metering | 144 | Active | 4245300% |  | 2016
GMP | Middlebury | Solar | Net-Metering | 496 | Active | 4327200% |  | 2018
GMP | St. Johnsbury | Solar | Net-Metering | 3.8 | Active | 4228200% |  | 2015
GMP | Shelburne | Solar | Net-Metering | 4 | Active | 4228400% |  | 2015
GMP | Randolph | Solar | Net-Metering | 148.2 | Active | 4235300% |  | 2015
GMP | Weathersfield | Solar | Net-Metering | 3.8 | Active | 4226200% |  | 2015
GMP | Jericho | Solar | Net-Metering | 6 | Active | 4230300% |  | 2015
GMP | Mount Holly | Solar | Net-Metering | 6 | Active | 4230400% |  | 2015
GMP | Chester | Solar | Net-Metering | 6.7 | Active | 4236600% |  | 2015
GMP | Williston | Solar | Net-Metering | 7 | Active | 4243600% |  | 2016
GMP | Leicester | Solar | Net-Metering | 6 | Active | 4229900% |  | 2015
GMP | Bennington | Solar | Net-Metering | 150 | Active | 4281100% |  | 2017
GMP | Panton | Solar | Net-Metering | 7 | Active | 4231100% |  | 2015
GMP | Essex Junction | Solar | Net-Metering | 5 | Active | 4228600% |  | 2015
GMP | Bennington | Solar | Net-Metering | 12 | Active | 4233900% |  | 2015
GMP | Charlotte | Solar | Net-Metering | 13.4 | Active | 4231800% |  | 2015
GMP | Middletown Springs | Solar | Net-Metering | 8.55 | Active | 4236900% |  | 2015
GMP | Underhill | Solar | Net-Metering | 13.6 | Active | 4235200% |  | 2015
GMP | Barnard | Solar | Net-Metering | 4.5 | Active | 4228600% |  | 2015
GMP | Williston | Bio | PPA | 90 | Active | 3652600% |  | 2000
GMP | Colchester | Solar | Net-Metering | 150 | Active | 4235600% |  | 2015
GMP | Panton | Solar | Net-Metering | 8.8 | Active | 4231200% |  | 2015
GMP | Vergennes | Solar | Net-Metering | 5 | Active | 4230600% |  | 2015
GMP | Colchester | Solar | Net-Metering | 3.8 | Active | 4230700% |  | 2015
GMP | Shelburne | Solar | Net-Metering | 13 | Active | 4229800% |  | 2015
GMP | New Haven | Solar | Net-Metering | 3.99 | Active | 4227500% |  | 2015
GMP | West Rutland | Solar | Net-Metering | 3.8 | Active | 4234000% |  | 2015
GMP | Newfane | Solar | Net-Metering | 499 | Active | 4308800% |  | 2017
GMP | Newbury | Solar | Net-Metering | 3 | Active | 4227500% |  | 2015
GMP | Springfield | Solar | Net-Metering | 499.97 | Active | 4265600% |  | 2016
GMP | Ferrisburgh | Solar | Net-Metering | 498 | Active | 4288000% |  | 2017
GMP | Guilford | Solar | Net-Metering | 6 | Active | 4234900% |  | 2015
GMP | Weathersfield | Solar | Net-Metering | 10 | Active | 4230400% |  | 2015
GMP | Arlington | Solar | Net-Metering | 12 | Active | 4253000% |  | 2016
GMP | Brookfield | Solar | Net-Metering | 15 | Active | 4232600% |  | 2015
GMP | Underhill | Solar | Net-Metering | 6 | Active | 4229000% |  | 2015
GMP | Milton | Solar | Net-Metering | 3.6 | Active | 4243900% |  | 2016
GMP | Colchester | Solar | Net-Metering | 3.6 | Active | 4245200% |  | 2016
GMP | Colchester | Solar | Net-Metering | 3.6 | Active | 4243000% |  | 2016
GMP | Essex Junction | Solar | Net-Metering | 5 | Active | 4244300% |  | 2016
GMP | South Burlington | Solar | Net-Metering | 5 | Active | 4243900% |  | 2016
GMP | Winooski | Solar | Net-Metering | 8 | Active | 4244300% |  | 2016
GMP | Winooski | Solar | Net-Metering | 8.2 | Active | 4244400% |  | 2016
GMP | St. Albans City | Solar | Net-Metering | 5 | Active | 4244000% |  | 2016
GMP | Milton | Solar | Net-Metering | 7.2 | Active | 4245200% |  | 2016
GMP | Milton | Solar | Net-Metering | 7.6 | Active | 4243200% |  | 2016
GMP | Milton | Solar | Net-Metering | 5 | Active | 4244700% |  | 2016
GMP | Shelburne | Solar | Net-Metering | 7.2 | Active | 4243900% |  | 2016
GMP | Milton | Solar | Net-Metering | 6 | Active | 4243900% |  | 2016
GMP | Milton | Solar | Net-Metering | 5 | Active | 4243900% |  | 2016
GMP | Chelsea | Solar | Net-Metering | 6 | Active | 4230300% |  | 2015
GMP | Vergennes | Solar | Net-Metering | 7.6 | Active | 4229000% |  | 2015
GMP | Dummerston | Solar | Net-Metering | 7.7 | Active | 4232100% |  | 2015
GMP | Wallingford | Solar | Net-Metering | 8.09 | Active | 4229200% |  | 2015
GMP | Montpelier | Solar | Net-Metering | 8.87 | Active | 4231700% |  | 2015
GMP | Marshfield | Solar | Net-Metering | 1.72 | Active | 4229300% |  | 2015
GMP | Milton | Solar | Net-Metering | 4.2 | Active | 4243900% |  | 2016
GMP | Milton | Solar | Net-Metering | 11 | Active | 4243100% |  | 2016
GMP | Georgia | Solar | Net-Metering | 5 | Active | 4244300% |  | 2016
GMP | Shelburne | Solar | Net-Metering | 7.6 | Active | 4243900% |  | 2016
GMP | Colchester | Solar | Net-Metering | 3 | Active | 4243000% |  | 2016
GMP | Colchester | Solar | Net-Metering | 3 | Active | 4257900% |  | 2016
GMP | Shelburne | Solar | Net-Metering | 8.8 | Active | 4231100% |  | 2015
GMP | Georgia | Solar | Net-Metering | 255 | Active | 4250800% |  | 2016
GMP | Wardsboro | Solar | Net-Metering | 3.8 | Active | 4237400% |  | 2016
GMP | Poultney | Solar | Net-Metering | 500 | Active | 4272400% |  | 2016
GMP | Arlington | Solar | Net-Metering | 5.45 | Active | 4229200% |  | 2015
GMP | Hubbardton | Solar | Net-Metering | 7.6 | Active | 4234000% |  | 2015
GMP | Norwich | Solar | Net-Metering | 9.1 | Active | 4232100% |  | 2015
GMP | Barre City | Solar | Net-Metering | 6 | Active | 4230300% |  | 2015
GMP | Charlotte | Solar | Net-Metering | 10 | Active | 4231200% |  | 2015
GMP | Bradford | Solar | Net-Metering | 500 | Active | 4260700% |  | 2016
GMP | Windsor | Solar | Net-Metering | 6.75 | Active | 4249500% |  | 2016
GMP | Tunbridge | Solar | Net-Metering | 11.4 | Active | 4230300% |  | 2015
GMP | Charlotte | Solar | Net-Metering | 5 | Active | 4236800% |  | 2015
GMP | Reading | Solar | Net-Metering | 7.6 | Active | 4234700% |  | 2015
GMP | Cavendish | Solar | Net-Metering | 4.16 | Active | 4232100% |  | 2015
GMP | Colchester | Solar | Net-Metering | 8.25 | Active | 4244600% |  | 2016
GMP | Colchester | Solar | Net-Metering | 3.6 | Active | 4245800% |  | 2016
GMP | Milton | Solar | Net-Metering | 6 | Active | 4243200% |  | 2016
GMP | Milton | Solar | Net-Metering | 4.2 | Active | 4243000% |  | 2016
GMP | Vershire | Solar | Net-Metering | 11.4 | Active | 4229800% |  | 2015
GMP | Colchester | Solar | Net-Metering | 6 | Active | 4244600% |  | 2016
GMP | Milton | Solar | Net-Metering | 3 | Active | 4244300% |  | 2016
GMP | Colchester | Solar | Net-Metering | 4.2 | Active | 4245200% |  | 2016
GMP | Charlotte | Solar | Net-Metering | 11.4 | Active | 4231400% |  | 2015
GMP | East Montpelier | Solar | Net-Metering | 10 | Active | 4231200% |  | 2015
GMP | Shelburne | Solar | Net-Metering | 7.6 | Active | 4244700% |  | 2016
GMP | Middlebury | Solar | Net-Metering | 3 | Active | 4243300% |  | 2016
GMP | Poultney | Solar | Net-Metering | 12 | Active | 4233900% |  | 2015
GMP | New Haven | Solar | Net-Metering | 500 | Active | 4401900% |  | 2020
GMP | Tunbridge | Solar | Net-Metering | 3.8 | Active | 4230300% |  | 2015
GMP | Guilford | Solar | Net-Metering | 11.4 | Active | 4235000% |  | 2015
GMP | South Burlington | Solar | Net-Metering | 4 | Active | 4232000% |  | 2015
GMP | Colchester | Solar | Net-Metering | 6 | Active | 4232100% |  | 2015
GMP | Cavendish | Solar | Net-Metering | 11.4 | Active | 4232100% |  | 2015
GMP | Manchester | Solar | Net-Metering | 150 | Active | 4249600% |  | 2016
GMP | Windsor | Solar | Net-Metering | 5 | Active | 4234700% |  | 2015
GMP | Waterford | Solar | Net-Metering | 150 | Active | 4253500% |  | 2016
GMP | Shaftsbury | Solar | Net-Metering | 5.25 | Active | 4229700% |  | 2015
GMP | St. Johnsbury | Solar | Net-Metering | 5 | Active | 4229900% |  | 2015
GMP | Barnet | Solar | Net-Metering | 3.1 | Active | 4230300% |  | 2015
GMP | St. Albans City | Solar | Net-Metering | 4 | Active | 4230300% |  | 2015
GMP | Chester | Solar | Net-Metering | 4 | Active | 4231100% |  | 2015
GMP | Shelburne | Solar | Net-Metering | 4 | Active | 4231400% |  | 2015
GMP | Fairfax | Solar | Net-Metering | 4.2 | Active | 4244700% |  | 2016
GMP | Weathersfield | Solar | Net-Metering | 5 | Active | 4238200% |  | 2016
GMP | Weathersfield | Solar | Net-Metering | 5 | Active | 4235400% |  | 2015
GMP | Cavendish | Solar | Net-Metering | 6 | Active | 4233900% |  | 2015
GMP | Essex | Solar | Net-Metering | 3 | Active | 4244300% |  | 2016
GMP | Essex | Solar | Net-Metering | 6 | Active | 4245300% |  | 2016
GMP | Essex | Solar | Net-Metering | 3.6 | Active | 4244700% |  | 2016
GMP | Milton | Solar | Net-Metering | 8 | Active | 4244300% |  | 2016
GMP | Milton | Solar | Net-Metering | 6 | Active | 4244700% |  | 2016
GMP | Milton | Solar | Net-Metering | 7.6 | Active | 4244300% |  | 2016
GMP | Andover | Solar | Net-Metering | 7.2 | Active | 4231700% |  | 2015
GMP | St. Johnsbury | Solar | Net-Metering | 150 | Active | 4308200% |  | 2017
GMP | Cambridge | Solar | Net-Metering | 7.6 | Active | 4231800% |  | 2015
GMP | Waterbury | Solar | Net-Metering | 5 | Active | 4234200% |  | 2015
GMP | Brattleboro | Solar | Net-Metering | 500 | Active | 4271800% |  | 2016
GMP | Essex | Solar | Net-Metering | 11 | Active | 4245200% |  | 2016
GMP | Milton | Solar | Net-Metering | 8.2 | Active | 4243200% |  | 2016
GMP | Dummerston | Solar | Net-Metering | 7.6 | Active | 4232500% |  | 2015
GMP | Halifax | Solar | Net-Metering | 7.6 | Active | 4231800% |  | 2015
GMP | Shoreham | Solar | Net-Metering | 15 | Active | 4235600% |  | 2015
GMP | Clarendon | Solar | Net-Metering | 5 | Active | 4231700% |  | 2015
GMP | Lincoln | Solar | Net-Metering | 5 | Active | 4232700% |  | 2015
GMP | Fairfax | Solar | Net-Metering | 3.8 | Active | 4234100% |  | 2015
GMP | Sharon | Solar | Net-Metering | 3.8 | Active | 4234800% |  | 2015
GMP | Colchester | Solar | Net-Metering | 6 | Active | 4231300% |  | 2015
GMP | Hinesburg | Solar | Net-Metering | 7.6 | Active | 4236800% |  | 2015
GMP | Panton | Solar | Net-Metering | 500 | Active | 4297500% |  | 2017
GMP | Panton | Solar | Net-Metering | 500 | Active | 4272600% |  | 2016
GMP | Ferrisburgh | Solar | Net-Metering | 500 | Active | 4283600% |  | 2017
GMP | Wilmington | Solar | Net-Metering | 11.4 | Active | 4236800% |  | 2015
GMP | Ferrisburgh | Solar | Net-Metering | 499.4 | Active | 4271800% |  | 2016
GMP | East Montpelier | Solar | Net-Metering | 499.4 | Active | 4292300% |  | 2017
GMP | Danville | Solar | Net-Metering | 499.4 | Active | 4285000% |  | 2017
GMP | Poultney | Solar | Net-Metering | 12 | Active | 4232400% |  | 2015
GMP | Barre City | Solar | Net-Metering | 7.6 | Active | 4232000% |  | 2015
GMP | Tunbridge | Solar | Net-Metering | 10 | Active | 4230300% |  | 2015
GMP | Waterford | Solar | Net-Metering | 499.4 | Active | 4269100% |  | 2016
GMP | Milton | Solar | Net-Metering | 5 | Active | 4243000% |  | 2016
GMP | Milton | Solar | Net-Metering | 5 | Active | 4243200% |  | 2016
GMP | New Haven | Solar | Net-Metering | 7.5 | Active | 4232000% |  | 2015
GMP | Ryegate | Solar | Net-Metering | 500 | Active | 4366500% |  | 2019
GMP | West Windsor | Solar | Net-Metering | 13.6 | Active | 4231700% |  | 2015
GMP | Essex Junction | Solar | Net-Metering | 5 | Active | 4232500% |  | 2015
GMP | Colchester | Solar | Net-Metering | 5 | Active | 4233100% |  | 2015
GMP | St. Albans City | Solar | Net-Metering | 24.72 | Active | 4232500% |  | 2015
GMP | Weybridge | Solar | Net-Metering | 5.5 | Active | 4229200% |  | 2015
GMP | Stamford | Solar | Net-Metering | 5 | Active | 4246600% |  | 2016
GMP | Hinesburg | Solar | Net-Metering | 8.2 | Active | 4245200% |  | 2016
GMP | Essex | Solar | Net-Metering | 7.6 | Active | 4243000% |  | 2016
GMP | Colchester | Solar | Net-Metering | 6 | Active | 4245200% |  | 2016
GMP | Colchester | Solar | Net-Metering | 3.6 | Active | 4253400% |  | 2016
GMP | Barre City | Solar | Net-Metering | 7 | Active | 4155400% |  | 2013
GMP | Williston | Solar | Net-Metering | 12 | Active | 4245200% |  | 2016
GMP | Bennington | Solar | Net-Metering | 5 | Active | 4246400% |  | 2016
GMP | Hartford | Solar | Net-Metering | 5 | Active | 4231000% |  | 2015
GMP | Middlebury | Solar | Net-Metering | 5 | Active | 4235300% |  | 2015
GMP | Clarendon | Solar | Net-Metering | 8.8 | Active | 4236600% |  | 2015
GMP | Westford | Solar | Net-Metering | 7.6 | Active | 4234900% |  | 2015
GMP | Middlebury | Solar | Net-Metering | 3.8 | Active | 4230700% |  | 2015
GMP | Starksboro | Solar | Net-Metering | 3 | Active | 4232400% |  | 2015
GMP | Guilford | Solar | Net-Metering | 30 | Active | 4258000% |  | 2016
GMP | Chelsea | Solar | Net-Metering | 10 | Active | 4234600% |  | 2015
GMP | Lincoln | Solar | Net-Metering | 4.25 | Active | 4233300% |  | 2015
GMP | Brandon | Solar | Net-Metering | 6 | Active | 4254900% |  | 2016
GMP | Chester | Solar | Net-Metering | 5 | Active | 4231100% |  | 2015
GMP | St. Johnsbury | Solar | Net-Metering | 7.6 | Active | 4235200% |  | 2015
GMP | Jericho | Solar | Net-Metering | 7.6 | Active | 4236600% |  | 2015
GMP | Charlotte | Solar | Net-Metering | 10 | Active | 4231400% |  | 2015
GMP | Hartland | Solar | Net-Metering | 150 | Active | 4236000% |  | 2015
GMP | Fair Haven | Solar | Net-Metering | 84 | Active | 4249600% |  | 2016
GMP | Shaftsbury | Solar | Net-Metering | 75 | Active | 4260600% |  | 2016
GMP | Cornwall | Solar | Net-Metering | 22.8 | Active | 4236700% |  | 2015
GMP | Williston | Solar | Net-Metering | 6 | Active | 4233100% |  | 2015
GMP | Williston | Solar | Net-Metering | 6 | Active | 4232600% |  | 2015
GMP | Shelburne | Solar | Net-Metering | 6 | Active | 4232400% |  | 2015
GMP | Montpelier | Solar | Net-Metering | 500 | Active | 4272500% |  | 2016
GMP | Clarendon | Solar | Net-Metering | 499.5 | Active | 4266200% |  | 2016
GMP | Rutland City | Solar | Net-Metering | 7.6 | Active | 4234900% |  | 2015
GMP | Granville | Solar | Net-Metering | 11.2 | Active | 4240400% |  | 2016
GMP | Waitsfield | Solar | Net-Metering | 6.75 | Active | 4232700% |  | 2015
GMP | Leicester | Solar | Net-Metering | 10.5 | Active | 4232700% |  | 2015
GMP | Shelburne | Solar | Net-Metering | 7.6 | Active | 4244700% |  | 2016
GMP | Castleton | Solar | Net-Metering | 7.7 | Active | 4231300% |  | 2015
GMP | Georgia | Solar | Net-Metering | 6 | Active | 4245800% |  | 2016
GMP | South Burlington | Solar | Net-Metering | 5 | Active | 4243900% |  | 2016
GMP | South Burlington | Solar | Net-Metering | 3.6 | Active | 4244700% |  | 2016
GMP | Charlotte | Solar | Net-Metering | 1.75 | Active | 4235900% |  | 2015
GMP | Poultney | Solar | Net-Metering | 7.6 | Active | 4239600% |  | 2016
GMP | Williamstown | Solar | Net-Metering | 150 | Active | 4234600% |  | 2015
GMP | Colchester | Solar | Net-Metering | 5 | Active | 4234100% |  | 2015
GMP | Milton | Solar | Net-Metering | 3.8 | Active | 4235200% |  | 2015
GMP | Milton | Solar | Net-Metering | 15 | Active | 4250000% |  | 2016
GMP | Vergennes | Solar | Net-Metering | 5 | Active | 4259100% |  | 2016
GMP | New Haven | Solar | Net-Metering | 6 | Active | 4234200% |  | 2015
GMP | Brandon | Solar | Net-Metering | 499.97 | Active | 4264200% |  | 2016
GMP | Readsboro | Solar | Net-Metering | 15 | Active | 4234600% |  | 2015
GMP | Wilmington | Solar | Net-Metering | 15 | Active | 4234600% |  | 2015
GMP | Berlin | Solar | Net-Metering | 45 | Active | 4236600% |  | 2015
GMP | Norwich | Solar | Net-Metering | 15 | Active | 4271000% |  | 2016
GMP | Bennington | Solar | Net-Metering | 15 | Active | 4234600% |  | 2015
GMP | Waterford | Solar | Net-Metering | 500 | Active | 4299200% |  | 2017
GMP | Pittsford | Solar | Net-Metering | 6 | Active | 4238400% |  | 2016
GMP | Waterford | Solar | Net-Metering | 499.4 | Active | 4334100% |  | 2018
GMP | Dummerston | Solar | Net-Metering | 15 | Active | 4234600% |  | 2015
GMP | Brandon | Solar | Net-Metering | 5 | Active | 4239800% |  | 2016
GMP | Shelburne | Solar | Net-Metering | 3 | Active | 4244300% |  | 2016
GMP | Hartford | Solar | Net-Metering | 10 | Active | 4231200% |  | 2015
GMP | Milton | Solar | Net-Metering | 5 | Active | 4244300% |  | 2016
GMP | Manchester | Solar | Net-Metering | 45 | Active | 4236800% |  | 2015
GMP | Barnet | Solar | Net-Metering | 150 | Active | 4254900% |  | 2016
GMP | Hartford | Solar | Net-Metering | 8.36 | Active | 4240200% |  | 2016
GMP | Springfield | Solar | Net-Metering | 9.54 | Active | 4236600% |  | 2015
GMP | Milton | Solar | Net-Metering | 5 | Active | 4233200% |  | 2015
GMP | Bristol | Solar | Net-Metering | 6.5 | Active | 4232000% |  | 2015
GMP | Barre Town | Solar | Net-Metering | 7 | Active | 4240500% |  | 2016
GMP | Charlotte | Solar | Net-Metering | 4 | Active | 4232700% |  | 2015
GMP | Bethel | Solar | Net-Metering | 4 | Active | 4233900% |  | 2015
GMP | Hartford | Solar | Net-Metering | 15 | Active | 4244000% |  | 2016
GMP | Cornwall | Solar | Net-Metering | 6 | Active | 4233100% |  | 2015
GMP | Weston | Solar | Net-Metering | 2.5 | Active | 4231300% |  | 2015
GMP | Springfield | Solar | Net-Metering | 11.4 | Active | 4236800% |  | 2015
GMP | South Burlington | Solar | Net-Metering | 99.9 | Active | 4258500% |  | 2016
GMP | Weathersfield | Solar | Net-Metering | 6 | Active | 4231100% |  | 2015
GMP | Tunbridge | Solar | Net-Metering | 7.6 | Active | 4230600% |  | 2015
GMP | Fairlee | Solar | Net-Metering | 150 | Active | 4258000% |  | 2016
GMP | Middletown Springs | Solar | Net-Metering | 500 | Active | 4404100% |  | 2020
GMP | Royalton | Solar | Net-Metering | 500 | Active | 4271700% |  | 2016
GMP | Bennington | Solar | Net-Metering | 3.6 | Active | 4248100% |  | 2016
GMP | Waitsfield | Solar | Net-Metering | 2.8 | Active | 4239400% |  | 2016
GMP | Thetford | Solar | Net-Metering | 150 | Active | 4266000% |  | 2016
GMP | Bennington | Solar | Net-Metering | 7.8 | Active | 4248100% |  | 2016
GMP | Milton | Solar | Net-Metering | 8.2 | Active | 4244300% |  | 2016
GMP | Essex | Solar | Net-Metering | 3 | Active | 4243000% |  | 2016
GMP | Williston | Solar | Net-Metering | 3.8 | Active | 4232500% |  | 2015
GMP | Williamstown | Solar | PPA | 4944 | Active | 4273100% |  | 2016
GMP | Hartford | Solar | Net-Metering | 499.5 | Active | 4273100% |  | 2016
GMP | St. Albans City | Solar | Net-Metering | 3.8 | Active | 4234800% |  | 2015
GMP | Richmond | Solar | Net-Metering | 13.8 | Active | 4232800% |  | 2015
GMP | Woodstock | Solar | Net-Metering | 12.6 | Active | 4234600% |  | 2015
GMP | Baltimore | Solar | Net-Metering | 10 | Active | 4233900% |  | 2015
GMP | Colchester | Solar | Net-Metering | 10.7 | Active | 4235400% |  | 2015
GMP | Essex Junction | Solar | Net-Metering | 8 | Active | 4234100% |  | 2015
GMP | Barre Town | Solar | Net-Metering | 7.6 | Active | 4236800% |  | 2015
GMP | Fairfax | Solar | Net-Metering | 7 | Active | 4232500% |  | 2015
GMP | Manchester | Solar | Net-Metering | 5 | Active | 4233800% |  | 2015
GMP | Woodstock | Solar | Net-Metering | 5 | Active | 4233300% |  | 2015
GMP | Middlebury | Solar | Net-Metering | 6 | Active | 4240100% |  | 2016
GMP | Orange | Solar | Net-Metering | 500 | Active | 4297000% |  | 2017
GMP | Williamstown | Solar | Net-Metering | 15 | Active | 4229900% |  | 2015
GMP | Bennington | Solar | Net-Metering | 499 | Active | 4255100% |  | 2016
GMP | Williamstown | Solar | Net-Metering | 15 | Active | 4229900% |  | 2015
GMP | Thetford | Solar | Net-Metering | 148.2 | Active | 4282300% |  | 2017
GMP | St. Albans City | Solar | Net-Metering | 4.8 | Active | 4234500% |  | 2015
GMP | Monkton | Solar | Net-Metering | 9 | Active | 4241100% |  | 2016
GMP | Orange | Solar | Net-Metering | 500 | Active | 4297000% |  | 2017
GMP | Rutland City | Solar | Net-Metering | 1 | Active | 4232100% |  | 2015
GMP | Shelburne | Solar | Net-Metering | 12 | Active | 4233800% |  | 2015
GMP | West Rutland | Solar | Net-Metering | 15 | Active | 4236600% |  | 2015
GMP | Barre City | Solar | Net-Metering | 7 | Active | 4235200% |  | 2015
GMP | St. Johnsbury | Solar | Net-Metering | 7.36 | Active | 4235500% |  | 2015
GMP | Fairfax | Solar | Net-Metering | 13.6 | Active | 4237700% |  | 2016
GMP | Bennington | Solar | Net-Metering | 13.32 | Active | 4235500% |  | 2015
GMP | Waterbury | Solar | Net-Metering | 20 | Active | 4248600% |  | 2016
GMP | South Burlington | Solar | Net-Metering | 7.6 | Active | 4236600% |  | 2015
GMP | Colchester | Solar | Net-Metering | 5 | Active | 4234800% |  | 2015
GMP | Bristol | Solar | Net-Metering | 8 | Active | 4236700% |  | 2015
GMP | Barnet | Solar | Net-Metering | 3.8 | Active | 4239800% |  | 2016
GMP | Waitsfield | Solar | Net-Metering | 3.8 | Active | 4237300% |  | 2016
GMP | Danville | Solar | Net-Metering | 7.6 | Active | 4234600% |  | 2015
GMP | Royalton | Solar | Net-Metering | 3.8 | Active | 4233300% |  | 2015
GMP | Shelburne | Solar | Net-Metering | 5 | Active | 4234700% |  | 2015
GMP | Danville | Solar | Net-Metering | 5 | Active | 4237700% |  | 2016
GMP | Pownal | Solar | Net-Metering | 500 | Active | 4298600% |  | 2017
GMP | South Burlington | Solar | Net-Metering | 5 | Active | 4244400% |  | 2016
GMP | Essex | Solar | Net-Metering | 8.2 | Active | 4244700% |  | 2016
GMP | Colchester | Solar | Net-Metering | 6 | Active | 4254100% |  | 2016
GMP | Middlebury | Solar | Net-Metering | 3.6 | Active | 4243300% |  | 2016
GMP | Putney | Solar | Net-Metering | 1.4 | Active | 4231400% |  | 2015
GMP | Brattleboro | Solar | Net-Metering | 40 | Active | 4246600% |  | 2016
GMP | Brattleboro | Solar | Net-Metering | 4980 | Active | 4328600% |  | 2018
GMP | Woodstock | Solar | Net-Metering | 6 | Active | 4238700% |  | 2016
GMP | Northfield | Solar | Net-Metering | 3.8 | Active | 4243200% |  | 2016
GMP | Brattleboro | Solar | Net-Metering | 5 | Active | 4235400% |  | 2015
GMP | Fayston | Solar | Net-Metering | 3.75 | Active | 4231700% |  | 2015
GMP | Waitsfield | Solar | Net-Metering | 5 | Active | 4237300% |  | 2016
GMP | Shelburne | Solar | Net-Metering | 4 | Active | 4234800% |  | 2015
GMP | Cornwall | Solar | Net-Metering | 5 | Active | 4234000% |  | 2015
GMP | Colchester | Solar | Net-Metering | 6 | Active | 4235300% |  | 2015
GMP | Charlotte | Solar | Net-Metering | 12.5 | Active | 4235600% |  | 2015
GMP | Rockingham | Solar | Net-Metering | 7.6 | Active | 4254500% |  | 2016
GMP | Whiting | Solar | Net-Metering | 500 | Active | 4262100% |  | 2016
GMP | Pittsford | Solar | Net-Metering | 480 | Active | 4271300% |  | 2016
GMP | Milton | Solar | Net-Metering | 6 | Active | 4244700% |  | 2016
GMP | Barre City | Solar | Net-Metering | 5 | Active | 4244700% |  | 2016
GMP | Jericho | Solar | Net-Metering | 3 | Active | 4244300% |  | 2016
GMP | Bolton | Solar | Net-Metering | 4 | Active | 4247400% |  | 2016
GMP | Shelburne | Solar | Net-Metering | 10 | Active | 4240900% |  | 2016
GMP | Brookfield | Solar | Net-Metering | 5 | Active | 4234700% |  | 2015
GMP | St. Albans City | Solar | Net-Metering | 500 | Active | 4271000% |  | 2016
GMP | Benson | Solar | Net-Metering | 500 | Active | 4308700% |  | 2017
GMP | Barre City | Solar | Net-Metering | 224.98 | Active | 4298900% |  | 2017
GMP | Rockingham | Solar | Net-Metering | 499.86 | Active | 4304800% |  | 2017
GMP | Montpelier | Solar | Net-Metering | 5 | Active | 4239600% |  | 2016
GMP | Orwell | Solar | Net-Metering | 348 | Active | 4290800% |  | 2017
GMP | Shaftsbury | Solar | Net-Metering | 5 | Active | 4235400% |  | 2015
GMP | Arlington | Solar | Net-Metering | 108 | Active | 4259200% |  | 2016
GMP | Manchester | Solar | Net-Metering | 119.9 | Active | 4253100% |  | 2016
GMP | Pawlet | Solar | Net-Metering | 17.5 | Active | 4237300% |  | 2016
GMP | Newfane | Solar | Net-Metering | 7.6 | Active | 4243800% |  | 2016
GMP | Montpelier | Solar | Net-Metering | 3.8 | Active | 4241000% |  | 2016
GMP | Shelburne | Solar | Net-Metering | 5 | Active | 4235300% |  | 2015
GMP | Milton | Solar | Net-Metering | 5 | Active | 4244700% |  | 2016
GMP | Milton | Solar | Net-Metering | 3 | Active | 4243100% |  | 2016
GMP | Milton | Solar | Net-Metering | 8.6 | Active | 4244700% |  | 2016
GMP | Colchester | Solar | Net-Metering | 7.6 | Active | 4245600% |  | 2016
GMP | Colchester | Solar | Net-Metering | 6 | Active | 4244600% |  | 2016
GMP | Essex | Solar | Net-Metering | 7.6 | Active | 4244700% |  | 2016
GMP | Essex | Solar | Net-Metering | 6 | Active | 4244700% |  | 2016
GMP | Essex Junction | Solar | Net-Metering | 5 | Active | 4248800% |  | 2016
GMP | Essex | Solar | Net-Metering | 3.6 | Active | 4244300% |  | 2016
GMP | Middlesex | Solar | Net-Metering | 6 | Active | 4236600% |  | 2015
GMP | Weathersfield | Solar | Net-Metering | 148 | Active | 4261900% |  | 2016
GMP | Waitsfield | Solar | Net-Metering | 20 | Active | 4248700% |  | 2016
GMP | Norwich | Solar | Net-Metering | 11.4 | Active | 4233100% |  | 2015
GMP | Vergennes | Solar | Net-Metering | 5 | Active | 4245000% |  | 2016
GMP | Vergennes | Solar | Net-Metering | 3 | Active | 4245000% |  | 2016
GMP | South Burlington | Solar | Net-Metering | 2.85 | Active | 3998900% |  | 2009
GMP | Vergennes | Solar | Net-Metering | 6 | Active | 4245000% |  | 2016
GMP | Colchester | Solar | Net-Metering | 3.6 | Active | 4244700% |  | 2016
GMP | West Rutland | Solar | Net-Metering | 6.75 | Active | 4235500% |  | 2015
GMP | Starksboro | Solar | Net-Metering | 8 | Active | 4314400% |  | 2018
GMP | Bristol | Solar | Net-Metering | 3.7 | Active | 4232700% |  | 2015
GMP | Middlebury | Solar | Net-Metering | 6 | Active | 4255100% |  | 2016
GMP | Monkton | Solar | Net-Metering | 10 | Active | 4240300% |  | 2016
GMP | Lunenburg | Solar | Net-Metering | 6 | Active | 4249500% |  | 2016
GMP | Georgia | Solar | Net-Metering | 6 | Active | 4246700% |  | 2016
GMP | Monkton | Solar | Net-Metering | 3.8 | Active | 4263300% |  | 2016
GMP | Colchester | Solar | Net-Metering | 7.6 | Active | 4245300% |  | 2016
GMP | Addison | Solar | Net-Metering | 6 | Active | 4239000% |  | 2016
GMP | Moretown | Solar | Net-Metering | 5 | Active | 4252100% |  | 2016
GMP | Bennington | Solar | Net-Metering | 13.6 | Active | 4237400% |  | 2016
GMP | Cornwall | Solar | Net-Metering | 3.5 | Active | 4245400% |  | 2016
GMP | Colchester | Solar | Net-Metering | 10 | Active | 4240400% |  | 2016
GMP | Ferrisburgh | Solar | Net-Metering | 5.67 | Active | 4237300% |  | 2016
GMP | Sheldon | Solar | Net-Metering | 5.52 | Active | 4239400% |  | 2016
GMP | South Burlington | Solar | Net-Metering | 5.67 | Active | 4237400% |  | 2016
GMP | Underhill | Solar | Net-Metering | 6 | Active | 4238800% |  | 2016
GMP | Dover | Solar | Net-Metering | 4.2 | Active | 4236800% |  | 2015
GMP | Windsor | Solar | Net-Metering | 6 | Active | 4236600% |  | 2015
GMP | Middlebury | Solar | Net-Metering | 4 | Active | 4235900% |  | 2015
GMP | Norwich | Solar | Net-Metering | 3.8 | Active | 4253400% |  | 2016
GMP | Norwich | Solar | Net-Metering | 7 | Active | 4261400% |  | 2016
GMP | Hinesburg | Solar | Net-Metering | 10 | Active | 4256600% |  | 2016
GMP | Ferrisburgh | Solar | Net-Metering | 58 | Active | 4309000% |  | 2017
GMP | Colchester | Solar | Net-Metering | 6 | Active | 4238300% |  | 2016
GMP | Barre City | Solar | Net-Metering | 5 | Active | 4236600% |  | 2015
GMP | Grafton | Solar | Net-Metering | 3 | Active | 4241500% |  | 2016
GMP | Huntington | Solar | Net-Metering | 10 | Active | 4244300% |  | 2016
GMP | New Haven | Solar | Net-Metering | 3.8 | Active | 4239800% |  | 2016
GMP | Fletcher | Solar | Net-Metering | 3.8 | Active | 4242200% |  | 2016
GMP | Brandon | Solar | Net-Metering | 6 | Active | 4237700% |  | 2016
GMP | Jericho | Solar | Net-Metering | 5 | Active | 4245200% |  | 2016
GMP | Rutland City | Solar | Net-Metering | 7.4 | Active | 4245200% |  | 2016
GMP | Richmond | Solar | Net-Metering | 6.75 | Active | 4236000% |  | 2015
GMP | Hartland | Solar | Net-Metering | 5 | Active | 4233800% |  | 2015
GMP | Richmond | Solar | Net-Metering | 3 | Active | 4246500% |  | 2016
GMP | Jericho | Solar | Net-Metering | 3.6 | Active | 4256500% |  | 2016
GMP | St. Albans City | Solar | Net-Metering | 7.6 | Active | 4246400% |  | 2016
GMP | Rockingham | Solar | Net-Metering | 5 | Active | 4240200% |  | 2016
GMP | Weathersfield | Solar | Net-Metering | 10 | Active | 4292200% |  | 2017
GMP | Starksboro | Solar | Net-Metering | 6.5 | Active | 4233300% |  | 2015
GMP | Weston | Solar | Net-Metering | 7.6 | Active | 4236600% |  | 2015
GMP | Guilford | Solar | Net-Metering | 7.6 | Active | 4235400% |  | 2015
GMP | Thetford | Solar | Net-Metering | 3 | Active | 4234100% |  | 2015
GMP | Swanton | Solar | Net-Metering | 6.6 | Active | 4245300% |  | 2016
GMP | Colchester | Solar | Net-Metering | 6 | Active | 4245200% |  | 2016
GMP | Rutland City | Solar | Net-Metering | 10 | Active | 4245900% |  | 2016
GMP | Hinesburg | Solar | Net-Metering | 8.4 | Active | 4245900% |  | 2016
GMP | Essex | Solar | Net-Metering | 5 | Active | 4244700% |  | 2016
GMP | Fairlee | Solar | Net-Metering | 7.6 | Active | 4248200% |  | 2016
GMP | Colchester | Solar | Net-Metering | 5 | Active | 4238200% |  | 2016
GMP | Rutland Town | Solar | Net-Metering | 6 | Active | 4246100% |  | 2016
GMP | Underhill | Solar | Net-Metering | 11 | Active | 4237500% |  | 2016
GMP | Guildhall | Solar | Net-Metering | 4 | Active | 4237300% |  | 2016
GMP | St. Albans City | Solar | Net-Metering | 5 | Active | 4242600% |  | 2016
GMP | Woodstock | Solar | Net-Metering | 4 | Active | 4237600% |  | 2016
GMP | Weybridge | Solar | Net-Metering | 5 | Active | 4238300% |  | 2016
GMP | Jericho | Solar | Net-Metering | 7.6 | Active | 4246700% |  | 2016
GMP | Huntington | Solar | Net-Metering | 6 | Active | 4245700% |  | 2016
GMP | South Burlington | Solar | Net-Metering | 5 | Active | 4245200% |  | 2016
GMP | Essex Junction | Solar | Net-Metering | 6 | Active | 4245300% |  | 2016
GMP | Rutland City | Solar | Net-Metering | 7.6 | Active | 4245900% |  | 2016
GMP | Cambridge | Solar | Net-Metering | 5 | Active | 4245200% |  | 2016
GMP | Shelburne | Solar | Net-Metering | 3 | Active | 4246600% |  | 2016
GMP | Colchester | Solar | Net-Metering | 5 | Active | 4245800% |  | 2016
GMP | Brattleboro | Solar | Net-Metering | 6.2 | Active | 4234500% |  | 2015
GMP | Norwich | Solar | Net-Metering | 5 | Active | 4237600% |  | 2016
GMP | Barnet | Solar | Net-Metering | 7.5 | Active | 4236600% |  | 2015
GMP | Colchester | Solar | Net-Metering | 6 | Active | 4245900% |  | 2016
GMP | Middlebury | Solar | Net-Metering | 3 | Active | 4243300% |  | 2016
GMP | Williston | Solar | Net-Metering | 6 | Active | 4248000% |  | 2016
GMP | Underhill | Solar | Net-Metering | 7.6 | Active | 4250200% |  | 2016
GMP | Rutland Town | Solar | Net-Metering | 1.72 | Active | 4251400% |  | 2016
GMP | Fletcher | Solar | Net-Metering | 3.6 | Active | 4246700% |  | 2016
GMP | Winooski | Solar | Net-Metering | 6 | Active | 4245900% |  | 2016
GMP | Panton | Solar | Net-Metering | 7.5 | Active | 4248900% |  | 2016
GMP | Milton | Solar | Net-Metering | 3.6 | Active | 4245800% |  | 2016
GMP | Williston | Solar | Net-Metering | 10 | Active | 4270300% |  | 2016
GMP | Williston | Solar | Net-Metering | 5 | Active | 4245700% |  | 2016
GMP | Shaftsbury | Solar | Net-Metering | 5 | Active | 4243000% |  | 2016
GMP | Shelburne | Solar | Net-Metering | 5 | Active | 4246400% |  | 2016
GMP | Milton | Solar | Net-Metering | 3.6 | Active | 4243200% |  | 2016
GMP | Milton | Solar | Net-Metering | 8.4 | Active | 4245900% |  | 2016
GMP | Colchester | Solar | Net-Metering | 6 | Active | 4245300% |  | 2016
GMP | Essex Junction | Solar | Net-Metering | 6 | Active | 4245900% |  | 2016
GMP | St. Albans City | Solar | Net-Metering | 5 | Active | 4246400% |  | 2016
GMP | Milton | Solar | Net-Metering | 6 | Active | 4245900% |  | 2016
GMP | Winooski | Solar | Net-Metering | 10 | Active | 4246600% |  | 2016
GMP | Hinesburg | Solar | Net-Metering | 4.2 | Active | 4245900% |  | 2016
GMP | Brandon | Solar | Net-Metering | 3 | Active | 4249200% |  | 2016
GMP | Montpelier | Solar | Net-Metering | 4.2 | Active | 4244300% |  | 2016
GMP | South Burlington | Solar | Net-Metering | 3.8 | Active | 4245200% |  | 2016
GMP | Essex | Solar | Net-Metering | 3 | Active | 4245200% |  | 2016
GMP | Milton | Solar | Net-Metering | 3 | Active | 4243200% |  | 2016
GMP | Milton | Solar | Net-Metering | 3 | Active | 4245800% |  | 2016
GMP | Milton | Solar | Net-Metering | 5 | Active | 4243000% |  | 2016
GMP | Milton | Solar | Net-Metering | 8.2 | Active | 4245800% |  | 2016
GMP | Jericho | Solar | Net-Metering | 3.6 | Active | 4245200% |  | 2016
GMP | Winooski | Solar | Net-Metering | 3 | Active | 4245900% |  | 2016
GMP | Arlington | Solar | Net-Metering | 8.2 | Active | 4245200% |  | 2016
GMP | South Burlington | Solar | Net-Metering | 3 | Active | 4245200% |  | 2016
GMP | Williston | Solar | Net-Metering | 7.6 | Active | 4245700% |  | 2016
GMP | South Burlington | Solar | Net-Metering | 7.6 | Active | 4245800% |  | 2016
GMP | Norwich | Solar | Net-Metering | 4 | Active | 4236600% |  | 2015
GMP | Norwich | Solar | Net-Metering | 5 | Active | 4236000% |  | 2015
GMP | Richmond | Solar | Net-Metering | 5.3 | Active | 4240100% |  | 2016
GMP | Hinesburg | Solar | Net-Metering | 5.5 | Active | 4236100% |  | 2015
GMP | Norwich | Solar | Net-Metering | 6 | Active | 4236600% |  | 2015
GMP | St. Johnsbury | Solar | Net-Metering | 3.1 | Active | 4242200% |  | 2016
GMP | Plymouth | Solar | Net-Metering | 5 | Active | 4240100% |  | 2016
GMP | Hinesburg | Solar | Net-Metering | 8.8 | Active | 4244500% |  | 2016
GMP | Williston | Solar | Net-Metering | 5 | Active | 4242500% |  | 2016
GMP | Essex | Solar | Net-Metering | 6 | Active | 4239000% |  | 2016
GMP | Norwich | Solar | Net-Metering | 17.6 | Active | 4136700% |  | 2013
GMP | Barre City | Solar | Net-Metering | 5 | Active | 4237400% |  | 2016
GMP | Norwich | Solar | Net-Metering | 32.2 | Active | 4234800% |  | 2015
GMP | Barnard | Solar | Net-Metering | 11.4 | Active | 4248900% |  | 2016
GMP | Arlington | Solar | Net-Metering | 5.5 | Active | 4247900% |  | 2016
GMP | Killington | Solar | Net-Metering | 10 | Active | 4236600% |  | 2015
GMP | Rutland Town | Solar | Net-Metering | 7.6 | Active | 4247300% |  | 2016
GMP | Strafford | Solar | Net-Metering | 5.8 | Active | 4238000% |  | 2016
GMP | Ferrisburgh | Solar | Net-Metering | 10 | Active | 4244400% |  | 2016
GMP | Stockbridge | Solar | Net-Metering | 10.98 | Active | 4269100% |  | 2016
GMP | Whiting | Solar | Net-Metering | 15 | Active | 4247200% |  | 2016
GMP | Richmond | Solar | Net-Metering | 5 | Active | 4246400% |  | 2016
GMP | Essex | Solar | Net-Metering | 3.6 | Active | 4244700% |  | 2016
GMP | Putney | Solar | Net-Metering | 2.85 | Active | 4148100% |  | 2013
GMP | Charlotte | Solar | Net-Metering | 5 | Active | 4240500% |  | 2016
GMP | Barnet | Solar | Net-Metering | 7.6 | Active | 4250900% |  | 2016
GMP | Sharon | Solar | Net-Metering | 5 | Active | 4242500% |  | 2016
GMP | Rochester | Solar | Net-Metering | 5 | Active | 4238800% |  | 2016
GMP | Cornwall | Solar | Net-Metering | 6 | Active | 4239600% |  | 2016
GMP | Poultney | Solar | Net-Metering | 5 | Active | 4245700% |  | 2016
GMP | Milton | Solar | Net-Metering | 3.6 | Active | 4244700% |  | 2016
GMP | Jericho | Solar | Net-Metering | 7.6 | Active | 4246700% |  | 2016
GMP | Colchester | Solar | Net-Metering | 3 | Active | 4245900% |  | 2016
GMP | Jamaica | Solar | Net-Metering | 3.8 | Active | 4253500% |  | 2016
GMP | Weybridge | Solar | Net-Metering | 7.5 | Active | 4251300% |  | 2016
GMP | Montpelier | Solar | Net-Metering | 10 | Active | 4245400% |  | 2016
GMP | Wilmington | Solar | Net-Metering | 7.5 | Active | 4251400% |  | 2016
GMP | Bridport | Solar | Net-Metering | 10 | Active | 4273200% |  | 2016
GMP | Jericho | Solar | Net-Metering | 5 | Active | 4251300% |  | 2016
GMP | Milton | Solar | Net-Metering | 6 | Active | 4243000% |  | 2016
GMP | Richmond | Solar | Net-Metering | 3.6 | Active | 4269600% |  | 2016
GMP | South Burlington | Solar | Net-Metering | 1548 | Active | 4301300% |  | 2017
GMP | Milton | Solar | Net-Metering | 3.6 | Active | 4245900% |  | 2016
GMP | Milton | Solar | Net-Metering | 6 | Active | 4245900% |  | 2016
GMP | Williston | Solar | Net-Metering | 3 | Active | 4245700% |  | 2016
GMP | Hartford | Solar | Net-Metering | 5.8 | Active | 4240400% |  | 2016
GMP | Barre City | Solar | Net-Metering | 3 | Active | 4243000% |  | 2016
GMP | Arlington | Solar | Net-Metering | 3 | Active | 4243000% |  | 2016
GMP | South Burlington | Solar | Net-Metering | 5 | Active | 4250000% |  | 2016
GMP | Milton | Solar | Net-Metering | 3.6 | Active | 4244700% |  | 2016
GMP | Waterbury | Solar | Net-Metering | 3.8 | Active | 4238700% |  | 2016
GMP | Shelburne | Solar | Net-Metering | 3.6 | Active | 4245800% |  | 2016
GMP | Colchester | Solar | Net-Metering | 6 | Active | 4254100% |  | 2016
GMP | Barre City | Solar | Net-Metering | 10 | Active | 4245900% |  | 2016
GMP | Milton | Solar | Net-Metering | 3 | Active | 4254200% |  | 2016
GMP | Sudbury | Solar | Net-Metering | 3 | Active | 4243000% |  | 2016
GMP | Bennington | Solar | Net-Metering | 4.2 | Active | 4243000% |  | 2016
GMP | Shaftsbury | Solar | Net-Metering | 5 | Active | 4240400% |  | 2016
GMP | Winooski | Solar | Net-Metering | 4.2 | Active | 4245900% |  | 2016
GMP | Vernon | Solar | Net-Metering | 6 | Active | 4248000% |  | 2016
GMP | Cabot | Solar | Net-Metering | 500 | Active | 4338500% |  | 2018
GMP | Fairfield | Solar | Net-Metering | 499.4 | Active | 4293600% |  | 2017
GMP | Sheldon | Solar | Net-Metering | 500 | Active | 4306600% |  | 2017
GMP | Sheldon | Solar | Net-Metering | 500 | Active | 4309500% |  | 2017
GMP | Sheldon | Solar | Net-Metering | 499.4 | Active | 4272400% |  | 2016
GMP | Underhill | Solar | Net-Metering | 15 | Active | 4248100% |  | 2016
GMP | Williston | Solar | Net-Metering | 5 | Active | 4239100% |  | 2016
GMP | Jericho | Solar | Net-Metering | 11 | Active | 4250000% |  | 2016
GMP | Shelburne | Solar | Net-Metering | 5 | Active | 4240100% |  | 2016
GMP | Hinesburg | Solar | Net-Metering | 5 | Active | 4246700% |  | 2016
GMP | Hinesburg | Solar | Net-Metering | 3 | Active | 4243800% |  | 2016
GMP | Essex Junction | Solar | Net-Metering | 3 | Active | 4245700% |  | 2016
GMP | Jericho | Solar | Net-Metering | 4.2 | Active | 4246700% |  | 2016
GMP | Middlebury | Solar | Net-Metering | 6 | Active | 4238800% |  | 2016
GMP | Milton | Solar | Net-Metering | 6 | Active | 4254400% |  | 2016
GMP | St. Albans City | Solar | Net-Metering | 3.6 | Active | 4257700% |  | 2016
GMP | Milton | Solar | Net-Metering | 7.2 | Active | 4245900% |  | 2016
GMP | South Burlington | Solar | Net-Metering | 5 | Active | 4245900% |  | 2016
GMP | Essex Junction | Solar | Net-Metering | 12 | Active | 4261100% |  | 2016
GMP | Milton | Solar | Net-Metering | 10 | Active | 4245900% |  | 2016
GMP | Milton | Solar | Net-Metering | 3 | Active | 4243100% |  | 2016
GMP | Essex | Solar | Net-Metering | 3 | Active | 4245900% |  | 2016
GMP | Milton | Solar | Net-Metering | 3.6 | Active | 4245900% |  | 2016
GMP | Milton | Solar | Net-Metering | 5 | Active | 4245900% |  | 2016
GMP | Chester | Solar | Net-Metering | 3.5 | Active | 4248500% |  | 2016
GMP | Waterbury | Solar | Net-Metering | 3 | Active | 4243000% |  | 2016
GMP | Milton | Solar | Net-Metering | 3.6 | Active | 4245900% |  | 2016
GMP | St. Albans City | Solar | Net-Metering | 8.4 | Active | 4246400% |  | 2016
GMP | Essex | Solar | Net-Metering | 3 | Active | 4245900% |  | 2016
GMP | Pownal | Solar | Net-Metering | 6 | Active | 4245100% |  | 2016
GMP | Essex | Solar | Net-Metering | 9 | Active | 4245900% |  | 2016
GMP | Winooski | Solar | Net-Metering | 3.6 | Active | 4261400% |  | 2016
GMP | Bennington | Solar | Net-Metering | 7.6 | Active | 4250100% |  | 2016
GMP | Milton | Solar | Net-Metering | 3 | Active | 4245900% |  | 2016
GMP | Pittsford | Solar | Net-Metering | 10 | Active | 4243000% |  | 2016
GMP | Norwich | Solar | Net-Metering | 3.8 | Active | 4254300% |  | 2016
GMP | Reading | Solar | Net-Metering | 3.8 | Active | 4256500% |  | 2016
GMP | Barnet | Solar | Net-Metering | 5 | Active | 4250600% |  | 2016
GMP | Milton | Solar | Net-Metering | 4.2 | Active | 4245900% |  | 2016
GMP | Colchester | Solar | Net-Metering | 5 | Active | 4243000% |  | 2016
GMP | South Burlington | Solar | Net-Metering | 3.8 | Active | 4245900% |  | 2016
GMP | Bristol | Solar | Net-Metering | 7.6 | Active | 4242500% |  | 2016
GMP | Essex Junction | Solar | Net-Metering | 4.5 | Active | 4240100% |  | 2016
GMP | Winooski | Solar | Net-Metering | 8.2 | Active | 4244700% |  | 2016
GMP | Milton | Solar | Net-Metering | 3.6 | Active | 4245900% |  | 2016
GMP | Middlebury | Solar | Net-Metering | 6 | Active | 4243300% |  | 2016
GMP | Huntington | Solar | Net-Metering | 3.8 | Active | 4249200% |  | 2016
GMP | Ludlow | Solar | Net-Metering | 6 | Active | 4244600% |  | 2016
GMP | Williston | Solar | Net-Metering | 4 | Active | 4247900% |  | 2016
GMP | Newfane | Solar | Net-Metering | 12.6 | Active | 4244400% |  | 2016
GMP | West Windsor | Solar | Net-Metering | 480 | Active | 4272500% |  | 2016
GMP | Waltham | Solar | Net-Metering | 5 | Active | 4245000% |  | 2016
GMP | South Burlington | Solar | Net-Metering | 3 | Active | 4248000% |  | 2016
GMP | South Burlington | Solar | Net-Metering | 10 | Active | 4244300% |  | 2016
GMP | Essex Junction | Solar | Net-Metering | 6 | Active | 4243000% |  | 2016
GMP | Bridport | Solar | Net-Metering | 4 | Active | 4239800% |  | 2016
GMP | Guilford | Solar | Net-Metering | 3 | Active | 4245300% |  | 2016
GMP | Essex Junction | Solar | Net-Metering | 3 | Active | 4243000% |  | 2016
GMP | Thetford | Solar | Net-Metering | 3.8 | Active | 4237700% |  | 2016
GMP | Berlin | Solar | Net-Metering | 6 | Active | 4247800% |  | 2016
GMP | Fairfax | Solar | Net-Metering | 5 | Active | 4240500% |  | 2016
GMP | Underhill | Solar | Net-Metering | 5 | Active | 4240500% |  | 2016
GMP | Underhill | Solar | Net-Metering | 5 | Active | 4244000% |  | 2016
GMP | Essex | Solar | Net-Metering | 496 | Active | 4273300% |  | 2016
GMP | Clarendon | Solar | Net-Metering | 499.5 | Active | 4292700% |  | 2017
GMP | Clarendon | Solar | Net-Metering | 499.5 | Active | 4296300% |  | 2017
GMP | Milton | Solar | Net-Metering | 6 | Active | 4243000% |  | 2016
GMP | St. Albans City | Solar | Net-Metering | 3.6 | Active | 4246400% |  | 2016
GMP | Danville | Solar | Net-Metering | 5 | Active | 4240200% |  | 2016
GMP | Huntington | Solar | Net-Metering | 7.6 | Active | 4244300% |  | 2016
GMP | Londonderry | Solar | Net-Metering | 336 | Active | 4272500% |  | 2016
GMP | Essex | Solar | Net-Metering | 6 | Active | 4243000% |  | 2016
GMP | Barre City | Solar | Net-Metering | 499.5 | Active | 4269100% |  | 2016
GMP | Newfane | Solar | Net-Metering | 3 | Active | 4249400% |  | 2016
GMP | Milton | Solar | Net-Metering | 3.6 | Active | 4243200% |  | 2016
GMP | Milton | Solar | Net-Metering | 3.6 | Active | 4243000% |  | 2016
GMP | Rutland City | Solar | Net-Metering | 4.2 | Active | 4245900% |  | 2016
GMP | Middlebury | Solar | Net-Metering | 3.8 | Active | 4269700% |  | 2016
GMP | Shoreham | Solar | Net-Metering | 419.6 | Active | 4272600% |  | 2016
GMP | Bennington | Solar | Net-Metering | 500 | Active | 4293500% |  | 2017
GMP | Bennington | Solar | Net-Metering | 5 | Active | 4253700% |  | 2016
GMP | Middlebury | Solar | Net-Metering | 500 | Active | 4305600% |  | 2017
GMP | Bennington | Solar | Net-Metering | 500 | Active | 4296300% |  | 2017
GMP | St. Albans City | Solar | Net-Metering | 500 | Active | 4272300% |  | 2016
GMP | Bradford | Solar | Net-Metering | 496 | Active | 4275500% |  | 2017
GMP | Shelburne | Solar | Net-Metering | 5 | Active | 4256600% |  | 2016
GMP | Cornwall | Solar | Net-Metering | 9.8 | Active | 4244600% |  | 2016
GMP | Hartford | Solar | Net-Metering | 7.6 | Active | 4252900% |  | 2016
GMP | Essex Junction | Solar | Net-Metering | 3.8 | Active | 4240500% |  | 2016
GMP | Underhill | Solar | Net-Metering | 7 | Active | 4241500% |  | 2016
GMP | Danville | Solar | Net-Metering | 6 | Active | 4241700% |  | 2016
GMP | Berlin | Solar | Net-Metering | 3.8 | Active | 4240500% |  | 2016
GMP | Sharon | Solar | Net-Metering | 499.5 | Active | 4309600% |  | 2017
GMP | Newbury | Solar | Net-Metering | 499.86 | Active | 4339900% |  | 2018
GMP | Royalton | Solar | Net-Metering | 500 | Active | 4268200% |  | 2016
GMP | Milton | Solar | Net-Metering | 500 | Active | 4312200% |  | 2018
GMP | Middlebury | Solar | Net-Metering | 7.5 | Active | 4240800% |  | 2016
GMP | Warren | Solar | Net-Metering | 8.75 | Active | 4241500% |  | 2016
GMP | Stamford | Solar | Net-Metering | 7.6 | Active | 4246600% |  | 2016
GMP | Bennington | Solar | Net-Metering | 4.2 | Active | 4257000% |  | 2016
GMP | Barre City | Solar | Net-Metering | 6 | Active | 4243000% |  | 2016
GMP | South Burlington | Solar | Net-Metering | 10 | Active | 4246700% |  | 2016
GMP | Milton | Solar | Net-Metering | 6 | Active | 4245800% |  | 2016
GMP | Milton | Solar | Net-Metering | 1.82 | Active | 4245800% |  | 2016
GMP | Williston | Solar | Net-Metering | 3.6 | Active | 4244300% |  | 2016
GMP | Milton | Solar | Net-Metering | 3.6 | Active | 4243000% |  | 2016
GMP | Richmond | Solar | Net-Metering | 7.6 | Active | 4246600% |  | 2016
GMP | Brandon | Solar | Net-Metering | 5 | Active | 4249200% |  | 2016
GMP | Shelburne | Solar | Net-Metering | 7.6 | Active | 4241200% |  | 2016
GMP | Montpelier | Solar | Net-Metering | 15 | Active | 4245100% |  | 2016
GMP | St. Albans City | Solar | Net-Metering | 8.8 | Active | 4247200% |  | 2016
GMP | Middlebury | Solar | Net-Metering | 6 | Active | 4245300% |  | 2016
GMP | Milton | Solar | Net-Metering | 4.2 | Active | 4244700% |  | 2016
GMP | Castleton | Solar | Net-Metering | 6 | Active | 4239500% |  | 2016
GMP | Charlotte | Solar | Net-Metering | 4.25 | Active | 4244500% |  | 2016
GMP | Milton | Solar | Net-Metering | 4.72 | Active | 4243200% |  | 2016
GMP | Waltham | Solar | Net-Metering | 9 | Active | 4239400% |  | 2016
GMP | Lincoln | Solar | Net-Metering | 3 | Active | 4243000% |  | 2016
GMP | Barre City | Solar | Net-Metering | 3 | Active | 4243000% |  | 2016
GMP | Bennington | Solar | Net-Metering | 6 | Active | 4248100% |  | 2016
GMP | Milton | Solar | Net-Metering | 3 | Active | 4248900% |  | 2016
GMP | Shaftsbury | Solar | Net-Metering | 7.6 | Active | 4244500% |  | 2016
GMP | Peru | Solar | Net-Metering | 10 | Active | 4243000% |  | 2016
GMP | Georgia | Solar | Net-Metering | 4.41 | Active | 4242600% |  | 2016
GMP | Whiting | Solar | Net-Metering | 7.6 | Active | 4245700% |  | 2016
GMP | Charlotte | Solar | Net-Metering | 6 | Active | 4241800% |  | 2016
GMP | Warren | Solar | Net-Metering | 6 | Active | 4241900% |  | 2016
GMP | Milton | Solar | Net-Metering | 6 | Active | 4241200% |  | 2016
GMP | Warren | Solar | Net-Metering | 6 | Active | 4242900% |  | 2016
GMP | Weybridge | Solar | Net-Metering | 5.5 | Active | 4249500% |  | 2016
GMP | Essex | Solar | Net-Metering | 6 | Active | 4251400% |  | 2016
GMP | Rutland City | Solar | Net-Metering | 9 | Active | 4243700% |  | 2016
GMP | Shaftsbury | Solar | Net-Metering | 5 | Active | 4253500% |  | 2016
GMP | South Burlington | Solar | Net-Metering | 6 | Active | 4244300% |  | 2016
GMP | Weybridge | Solar | Net-Metering | 11.4 | Active | 4250200% |  | 2016
GMP | Milton | Solar | Net-Metering | 3 | Active | 4245900% |  | 2016
GMP | Dorset | Solar | Net-Metering | 5.44 | Active | 4252200% |  | 2016
GMP | Manchester | Solar | Net-Metering | 5 | Active | 4253700% |  | 2016
GMP | Milton | Solar | Net-Metering | 7.6 | Active | 4243900% |  | 2016
GMP | Addison | Solar | Net-Metering | 13.6 | Active | 4243000% |  | 2016
GMP | Richmond | Solar | Net-Metering | 3.8 | Active | 4245300% |  | 2016
GMP | St. Albans City | Solar | Net-Metering | 14.4 | Active | 4245000% |  | 2016
GMP | Milton | Solar | Net-Metering | 3 | Active | 4243900% |  | 2016
GMP | Milton | Solar | Net-Metering | 3.6 | Active | 4244400% |  | 2016
GMP | Concord | Solar | Net-Metering | 3.5 | Active | 4245900% |  | 2016
GMP | Williston | Solar | Net-Metering | 3.6 | Active | 4244300% |  | 2016
GMP | Brandon | Solar | Net-Metering | 19 | Active | 4278600% |  | 2017
GMP | Williston | Solar | Net-Metering | 10 | Active | 4243600% |  | 2016
GMP | Cambridge | Solar | Net-Metering | 7.6 | Active | 4247800% |  | 2016
GMP | Montpelier | Solar | Net-Metering | 5 | Active | 4245400% |  | 2016
GMP | Rutland City | Solar | Net-Metering | 6.6 | Active | 4248900% |  | 2016
GMP | Cornwall | Solar | Net-Metering | 6 | Active | 4262100% |  | 2016
GMP | Essex | Solar | Net-Metering | 6 | Active | 4244300% |  | 2016
GMP | West Rutland | Solar | Net-Metering | 5.2 | Active | 4243700% |  | 2016
GMP | Fairfax | Solar | Net-Metering | 7.6 | Active | 4242900% |  | 2016
GMP | Essex Junction | Solar | Net-Metering | 7.6 | Active | 4244000% |  | 2016
GMP | Colchester | Solar | Net-Metering | 6 | Active | 4254100% |  | 2016
GMP | Colchester | Solar | Net-Metering | 6 | Active | 4244300% |  | 2016
GMP | Shelburne | Solar | Net-Metering | 6 | Active | 4245000% |  | 2016
GMP | South Burlington | Solar | Net-Metering | 5 | Active | 4244300% |  | 2016
GMP | Milton | Solar | Net-Metering | 3 | Active | 4248900% |  | 2016
GMP | Williamstown | Solar | Net-Metering | 4.73 | Active | 4245000% |  | 2016
GMP | Worcester | Solar | Net-Metering | 10 | Active | 4245300% |  | 2016
GMP | Plymouth | Solar | Net-Metering | 6 | Active | 4244300% |  | 2016
GMP | Barre City | Solar | Net-Metering | 5 | Active | 4245900% |  | 2016
GMP | South Burlington | Solar | Net-Metering | 7.6 | Active | 4249200% |  | 2016
GMP | Underhill | Solar | Net-Metering | 3 | Active | 4249300% |  | 2016
GMP | Williston | Solar | Net-Metering | 6 | Active | 4249200% |  | 2016
GMP | Milton | Solar | Net-Metering | 3 | Active | 4249300% |  | 2016
GMP | Mendon | Solar | Net-Metering | 7.6 | Active | 4252100% |  | 2016
GMP | Williston | Solar | Net-Metering | 3 | Active | 4249200% |  | 2016
GMP | Weston | Solar | Net-Metering | 7.6 | Active | 4245400% |  | 2016
GMP | Milton | Solar | Net-Metering | 3 | Active | 4248900% |  | 2016
GMP | Jericho | Solar | Net-Metering | 3.6 | Active | 4246400% |  | 2016
GMP | Reading | Solar | Net-Metering | 6 | Active | 4250200% |  | 2016
GMP | St. Albans City | Solar | Net-Metering | 3 | Active | 4248900% |  | 2016
GMP | Fairfax | Solar | Net-Metering | 4.2 | Active | 4248900% |  | 2016
GMP | Shaftsbury | Solar | Net-Metering | 8.4 | Active | 4249300% |  | 2016
GMP | Essex Junction | Solar | Net-Metering | 6.6 | Active | 4249200% |  | 2016
GMP | St. Albans City | Solar | Net-Metering | 3.6 | Active | 4248900% |  | 2016
GMP | Thetford | Solar | Net-Metering | 6 | Active | 4246500% |  | 2016
GMP | Bakersfield | Solar | Net-Metering | 7.6 | Active | 4243300% |  | 2016
VPPSA | Morristown | Solar | Standard Offer | 855 | Active | 4360600% |  | 2019
GMP | Chester | Solar | Net-Metering | 15 | Active | 4261400% |  | 2016
GMP | Waitsfield | Solar | Net-Metering | 5 | Active | 4244400% |  | 2016
GMP | Pownal | Hydro | Net-Metering | 484.5 | Active | 4297200% |  | 2017
GMP | South Burlington | Solar | Net-Metering | 3 | Active | 4248700% |  | 2016
GMP | Milton | Solar | Net-Metering | 3 | Active | 4248900% |  | 2016
GMP | Cambridge | Solar | Net-Metering | 5 | Active | 4247500% |  | 2016
GMP | Jericho | Solar | Net-Metering | 15 | Active | 4249300% |  | 2016
GMP | Cabot | Solar | Net-Metering | 5 | Active | 4243800% |  | 2016
GMP | St. Johnsbury | Solar | Net-Metering | 7.6 | Active | 4247300% |  | 2016
GMP | Barre City | Solar | Net-Metering | 9 | Active | 4245700% |  | 2016
GMP | Milton | Solar | Net-Metering | 3.8 | Active | 4249600% |  | 2016
GMP | St. Albans City | Solar | Net-Metering | 3.8 | Active | 4245000% |  | 2016
GMP | Woodstock | Solar | Net-Metering | 5 | Active | 4244600% |  | 2016
GMP | Montpelier | Solar | Net-Metering | 3.8 | Active | 4244700% |  | 2016
GMP | Brandon | Solar | Net-Metering | 5 | Active | 4251000% |  | 2016
GMP | Mount Holly | Solar | Net-Metering | 6.5 | Active | 4248500% |  | 2016
GMP | Rutland City | Solar | Net-Metering | 3 | Active | 4245200% |  | 2016
GMP | Essex | Solar | Net-Metering | 7.6 | Active | 4317400% |  | 2018
GMP | Rutland City | Solar | Net-Metering | 4.2 | Active | 4249300% |  | 2016
GMP | Bennington | Solar | Net-Metering | 6 | Active | 4245200% |  | 2016
GMP | Milton | Solar | Net-Metering | 6 | Active | 4248900% |  | 2016
GMP | Shaftsbury | Solar | Net-Metering | 4.2 | Active | 4249300% |  | 2016
GMP | Rupert | Solar | Net-Metering | 7.6 | Active | 4250100% |  | 2016
GMP | Rutland City | Solar | Net-Metering | 7.6 | Active | 4249300% |  | 2016
GMP | Fletcher | Solar | Net-Metering | 3.8 | Active | 4244700% |  | 2016
GMP | Fairfield | Solar | Net-Metering | 7.6 | Active | 4245300% |  | 2016
GMP | Colchester | Solar | Net-Metering | 4.2 | Active | 4249300% |  | 2016
GMP | Kirby | Solar | Net-Metering | 5 | Active | 4245200% |  | 2016
GMP | Winooski | Solar | Net-Metering | 10 | Active | 4249300% |  | 2016
GMP | Essex Junction | Solar | Net-Metering | 3.6 | Active | 4251400% |  | 2016
GMP | Winooski | Solar | Net-Metering | 7.6 | Active | 4261100% |  | 2016
GMP | Essex Junction | Solar | Net-Metering | 6 | Active | 4251400% |  | 2016
GMP | South Burlington | Solar | Net-Metering | 3 | Active | 4254100% |  | 2016
GMP | St. Albans City | Solar | Net-Metering | 3.6 | Active | 4248900% |  | 2016
GMP | Colchester | Solar | Net-Metering | 7.6 | Active | 4249300% |  | 2016
GMP | Randolph | Solar | Net-Metering | 7.6 | Active | 4245100% |  | 2016
GMP | Milton | Solar | Net-Metering | 6 | Active | 4254100% |  | 2016
GMP | Shelburne | Solar | Net-Metering | 6 | Active | 4251400% |  | 2016
GMP | Thetford | Solar | Net-Metering | 3 | Active | 4245900% |  | 2016
GMP | South Burlington | Solar | Net-Metering | 3 | Active | 4251400% |  | 2016
GMP | Norwich | Solar | Net-Metering | 7.6 | Active | 4253400% |  | 2016
GMP | St. Johnsbury | Solar | Net-Metering | 3.75 | Active | 4244400% |  | 2016
GMP | Shaftsbury | Solar | Net-Metering | 3 | Active | 4249300% |  | 2016
GMP | Shelburne | Solar | Net-Metering | 7 | Active | 4243300% |  | 2016
GMP | Rutland City | Solar | Net-Metering | 3 | Active | 4251600% |  | 2016
GMP | Middlebury | Solar | Net-Metering | 9.8 | Active | 4255900% |  | 2016
GMP | Wallingford | Solar | Net-Metering | 4.48 | Active | 4249300% |  | 2016
GMP | St. Albans City | Solar | Net-Metering | 3 | Active | 4251700% |  | 2016
GMP | South Burlington | Solar | Net-Metering | 3.8 | Active | 4249300% |  | 2016
GMP | Essex | Solar | Net-Metering | 6 | Active | 4251400% |  | 2016
GMP | Williston | Solar | Net-Metering | 5 | Active | 4261200% |  | 2016
GMP | Andover | Solar | Net-Metering | 7.6 | Active | 4248100% |  | 2016
GMP | Moretown | Solar | Net-Metering | 7.56 | Active | 4246100% |  | 2016
GMP | Ferrisburgh | Solar | Net-Metering | 7.6 | Active | 4250000% |  | 2016
GMP | Essex | Solar | Net-Metering | 4.2 | Active | 4249200% |  | 2016
GMP | Newbury | Solar | Net-Metering | 7.6 | Active | 4253000% |  | 2016
GMP | Shaftsbury | Solar | Net-Metering | 7.2 | Active | 4252200% |  | 2016
GMP | Shelburne | Solar | Net-Metering | 7.6 | Active | 4245900% |  | 2016
GMP | Sharon | Solar | Net-Metering | 6 | Active | 4248800% |  | 2016
GMP | Castleton | Solar | Net-Metering | 3.8 | Active | 4246500% |  | 2016
GMP | Fairfax | Solar | Net-Metering | 5 | Active | 4246100% |  | 2016
GMP | Charlotte | Solar | Net-Metering | 5 | Active | 4251500% |  | 2016
GMP | Westminster | Solar | Net-Metering | 14 | Active | 4255700% |  | 2016
GMP | South Burlington | Solar | Net-Metering | 6 | Active | 4246100% |  | 2016
GMP | Fairlee | Solar | Net-Metering | 11 | Active | 4250200% |  | 2016
GMP | Georgia | Solar | Net-Metering | 7.6 | Active | 4246100% |  | 2016
GMP | Winooski | Solar | Net-Metering | 5 | Active | 4250700% |  | 2016
GMP | Essex | Solar | Net-Metering | 6 | Active | 4251400% |  | 2016
GMP | Underhill | Solar | Net-Metering | 5.8 | Active | 4251600% |  | 2016
GMP | Georgia | Solar | Net-Metering | 4 | Active | 4252100% |  | 2016
GMP | Dover | Solar | Net-Metering | 6 | Active | 4252900% |  | 2016
GMP | Fairfax | Solar | Net-Metering | 5 | Active | 4246400% |  | 2016
GMP | Norwich | Solar | Net-Metering | 6 | Active | 4250800% |  | 2016
GMP | Danville | Solar | Net-Metering | 8.52 | Active | 4246700% |  | 2016
GMP | Middletown Springs | Solar | Net-Metering | 7.6 | Active | 4261100% |  | 2016
GMP | Jericho | Solar | Net-Metering | 7.6 | Active | 4246600% |  | 2016
GMP | Shrewsbury | Solar | Net-Metering | 7.6 | Active | 4248500% |  | 2016
GMP | Barre City | Solar | Net-Metering | 7.6 | Active | 4248200% |  | 2016
GMP | Leicester | Solar | Net-Metering | 6 | Active | 4255900% |  | 2016
GMP | Bethel | Solar | Net-Metering | 5 | Active | 4252300% |  | 2016
GMP | Brandon | Solar | Net-Metering | 7.6 | Active | 4250200% |  | 2016
GMP | Rockingham | Solar | Net-Metering | 1 | Active | 4246500% |  | 2016
GMP | South Burlington | Solar | Net-Metering | 11.4 | Active | 4250300% |  | 2016
GMP | St. Albans City | Solar | Net-Metering | 3 | Active | 4253600% |  | 2016
GMP | Bennington | Solar | Net-Metering | 3.6 | Active | 4253700% |  | 2016
GMP | Rutland City | Solar | Net-Metering | 3.6 | Active | 4251600% |  | 2016
GMP | St. Albans City | Solar | Net-Metering | 3.6 | Active | 4251700% |  | 2016
GMP | Barre City | Solar | Net-Metering | 6 | Active | 4255700% |  | 2016
GMP | Berlin | Solar | Net-Metering | 11 | Active | 4256500% |  | 2016
GMP | Fairfax | Solar | Net-Metering | 5 | Active | 4247200% |  | 2016
GMP | St. Albans City | Solar | Net-Metering | 6 | Active | 4254400% |  | 2016
GMP | South Burlington | Solar | Net-Metering | 7.6 | Active | 4247300% |  | 2016
GMP | South Burlington | Solar | Net-Metering | 5 | Active | 4249200% |  | 2016
GMP | Essex Junction | Solar | Net-Metering | 5 | Active | 4247200% |  | 2016
GMP | Jericho | Solar | Net-Metering | 5 | Active | 4247800% |  | 2016
GMP | Shelburne | Solar | Net-Metering | 7.6 | Active | 4248700% |  | 2016
GMP | Colchester | Solar | Net-Metering | 5 | Active | 4264700% |  | 2016
GMP | Swanton | Solar | Net-Metering | 3.8 | Active | 4248100% |  | 2016
GMP | Essex Junction | Solar | Net-Metering | 5 | Active | 4248700% |  | 2016
GMP | Middletown Springs | Solar | Net-Metering | 6 | Active | 4256300% |  | 2016
GMP | Shaftsbury | Solar | Net-Metering | 6 | Active | 4249300% |  | 2016
GMP | Milton | Solar | Net-Metering | 3.6 | Active | 4251700% |  | 2016
GMP | Colchester | Solar | Net-Metering | 7.6 | Active | 4251500% |  | 2016
GMP | Milton | Solar | Net-Metering | 5 | Active | 4250300% |  | 2016
GMP | Rockingham | Solar | Net-Metering | 7.6 | Active | 4249900% |  | 2016
GMP | Ferrisburgh | Solar | Net-Metering | 4 | Active | 4250800% |  | 2016
GMP | Essex | Solar | Net-Metering | 7.6 | Active | 4251400% |  | 2016
GMP | South Burlington | Solar | Net-Metering | 3 | Active | 4251400% |  | 2016
GMP | Georgia | Solar | Net-Metering | 7.6 | Active | 4250300% |  | 2016
GMP | Rutland City | Solar | Net-Metering | 3 | Active | 4251600% |  | 2016
GMP | Fairfax | Solar | Net-Metering | 5 | Active | 4247500% |  | 2016
GMP | Montpelier | Solar | Net-Metering | 3 | Active | 4254200% |  | 2016
GMP | Milton | Solar | Net-Metering | 3.8 | Active | 4267700% |  | 2016
GMP | Bristol | Solar | Net-Metering | 3.8 | Active | 4258000% |  | 2016
GMP | Ripton | Solar | Net-Metering | 3 | Active | 4248900% |  | 2016
GMP | Waterbury | Solar | Net-Metering | 20.2 | Active | 4247900% |  | 2016
GMP | Shaftsbury | Solar | Net-Metering | 8.2 | Active | 4251300% |  | 2016
GMP | South Burlington | Solar | Net-Metering | 11.4 | Active | 4254100% |  | 2016
GMP | South Burlington | Solar | Net-Metering | 10 | Active | 4254100% |  | 2016
GMP | Addison | Solar | Net-Metering | 5 | Active | 4253500% |  | 2016
GMP | Winooski | Solar | Net-Metering | 3 | Active | 4254200% |  | 2016
GMP | Bennington | Solar | Net-Metering | 7.6 | Active | 4269100% |  | 2016
GMP | Stratton | Solar | Net-Metering | 11.4 | Active | 4247300% |  | 2016
GMP | Rutland City | Solar | Net-Metering | 7.6 | Active | 4251600% |  | 2016
GMP | Rutland City | Solar | Net-Metering | 5 | Active | 4258000% |  | 2016
GMP | Chittenden | Solar | Net-Metering | 7.6 | Active | 4246000% |  | 2016
GMP | Essex Junction | Solar | Net-Metering | 15 | Active | 4252700% |  | 2016
GMP | Middlebury | Solar | Net-Metering | 3 | Active | 4249500% |  | 2016
GMP | Montpelier | Solar | Net-Metering | 11.4 | Active | 4253700% |  | 2016
GMP | Colchester | Solar | Net-Metering | 6 | Active | 4258400% |  | 2016
GMP | Barre City | Solar | Net-Metering | 3.6 | Active | 4259700% |  | 2016
GMP | Montpelier | Solar | Net-Metering | 4.2 | Active | 4258700% |  | 2016
GMP | Ferrisburgh | Solar | Net-Metering | 4.2 | Active | 4249300% |  | 2016
GMP | Bennington | Solar | Net-Metering | 3.8 | Active | 4247500% |  | 2016
GMP | Rutland City | Solar | Net-Metering | 3 | Active | 4253700% |  | 2016
GMP | Marlboro | Solar | Net-Metering | 3 | Active | 4249400% |  | 2016
GMP | Georgia | Solar | Net-Metering | 5 | Active | 4254200% |  | 2016
GMP | Milton | Solar | Net-Metering | 6 | Active | 4251700% |  | 2016
GMP | Barre City | Solar | Net-Metering | 6 | Active | 4248900% |  | 2016
GMP | Arlington | Solar | Net-Metering | 7.2 | Active | 4249300% |  | 2016
GMP | St. Albans City | Solar | Net-Metering | 3.6 | Active | 4253600% |  | 2016
GMP | St. Albans City | Solar | Net-Metering | 6 | Active | 4254200% |  | 2016
GMP | Wells | Solar | Net-Metering | 5 | Active | 4251000% |  | 2016
GMP | Milton | Solar | Net-Metering | 6 | Active | 4257300% |  | 2016
GMP | Swanton | Solar | Net-Metering | 7.6 | Active | 4249400% |  | 2016
GMP | Middlebury | Solar | Net-Metering | 7.6 | Active | 4248000% |  | 2016
GMP | Bridport | Solar | Net-Metering | 8 | Active | 4248700% |  | 2016
GMP | Randolph | Solar | Net-Metering | 15 | Active | 4255600% |  | 2016
GMP | Essex | Solar | Net-Metering | 6 | Active | 4253600% |  | 2016
GMP | St. Albans City | Solar | Net-Metering | 7.6 | Active | 4248900% |  | 2016
GMP | Bennington | Solar | Net-Metering | 5 | Active | 4250300% |  | 2016
GMP | Rutland City | Solar | Net-Metering | 4.2 | Active | 4259700% |  | 2016
GMP | Rockingham | Hydro | Net-Metering | 485 | Active | 4247100% |  | 2016
GMP | Manchester | Solar | Net-Metering | 4.2 | Active | 4258600% |  | 2016
GMP | Williston | Solar | Net-Metering | 4.2 | Active | 4254200% |  | 2016
GMP | St. Albans City | Solar | PPA | 4860 | Active | 4338800% |  | 2018
GMP | South Burlington | Solar | Net-Metering | 3.8 | Active | 4254100% |  | 2016
GMP | Essex | Solar | Net-Metering | 4.2 | Active | 4276100% |  | 2017
GMP | Essex | Solar | Net-Metering | 6 | Active | 4249200% |  | 2016
GMP | Thetford | Solar | Net-Metering | 12 | Active | 4250200% |  | 2016
GMP | Rutland City | Solar | Net-Metering | 8.2 | Active | 4258700% |  | 2016
GMP | Guilford | Solar | Net-Metering | 3 | Active | 4254100% |  | 2016
GMP | Milton | Solar | Net-Metering | 7.2 | Active | 4256900% |  | 2016
GMP | Milton | Solar | Net-Metering | 4.2 | Active | 4268400% |  | 2016
GMP | Essex | Solar | Net-Metering | 5 | Active | 4256500% |  | 2016
GMP | Bennington | Solar | Net-Metering | 6 | Active | 4251400% |  | 2016
GMP | Brandon | Solar | Net-Metering | 6 | Active | 4254400% |  | 2016
GMP | Starksboro | Solar | Net-Metering | 7.5 | Active | 4249900% |  | 2016
GMP | Rutland City | Solar | Net-Metering | 3 | Active | 4253700% |  | 2016
GMP | Georgia | Solar | Net-Metering | 5 | Active | 4256900% |  | 2016
GMP | Milton | Solar | Net-Metering | 3 | Active | 4256900% |  | 2016
GMP | St. Albans City | Solar | Net-Metering | 6 | Active | 4248900% |  | 2016
GMP | Essex Junction | Solar | Net-Metering | 8.4 | Active | 4256500% |  | 2016
GMP | Hartford | Solar | Net-Metering | 5 | Active | 4249200% |  | 2016
GMP | Moretown | Solar | Net-Metering | 10 | Active | 4252900% |  | 2016
GMP | Addison | Solar | Net-Metering | 3.8 | Active | 4252100% |  | 2016
GMP | Rutland City | Solar | Net-Metering | 3.6 | Active | 4257200% |  | 2016
GMP | Rutland City | Solar | Net-Metering | 3 | Active | 4252100% |  | 2016
GMP | Charlotte | Solar | Net-Metering | 12 | Active | 4256600% |  | 2016
GMP | Rutland City | Solar | Net-Metering | 6 | Active | 4259700% |  | 2016
GMP | Essex Junction | Solar | Net-Metering | 7.6 | Active | 4256500% |  | 2016
GMP | Montpelier | Solar | Net-Metering | 6 | Active | 4256500% |  | 2016
GMP | Londonderry | Solar | Net-Metering | 4.48 | Active | 4254500% |  | 2016
GMP | Pownal | Solar | Net-Metering | 3.6 | Active | 4257300% |  | 2016
GMP | South Burlington | Solar | Net-Metering | 7.6 | Active | 4259100% |  | 2016
GMP | St. Albans City | Solar | Net-Metering | 6 | Active | 4253600% |  | 2016
GMP | Rutland Town | Solar | Net-Metering | 5 | Active | 4248900% |  | 2016
GMP | Pittsford | Solar | Net-Metering | 7.6 | Active | 4258000% |  | 2016
GMP | Sunderland | Solar | Net-Metering | 12 | Active | 4251300% |  | 2016
GMP | Rutland City | Solar | Net-Metering | 3 | Active | 4259300% |  | 2016
GMP | South Burlington | Solar | Net-Metering | 5 | Active | 4254100% |  | 2016
GMP | Guilford | Solar | Net-Metering | 13.6 | Active | 4250000% |  | 2016
GMP | Waltham | Solar | Net-Metering | 6 | Active | 4266400% |  | 2016
GMP | Waltham | Solar | Net-Metering | 6 | Active | 4266400% |  | 2016
GMP | Waltham | Solar | Net-Metering | 6 | Active | 4266400% |  | 2016
GMP | Waltham | Solar | Net-Metering | 6 | Active | 4266400% |  | 2016
GMP | Waltham | Solar | Net-Metering | 6 | Active | 4272500% |  | 2016
GMP | Waltham | Solar | Net-Metering | 6 | Active | 4272500% |  | 2016
GMP | Waltham | Solar | Net-Metering | 6 | Active | 4266400% |  | 2016
GMP | Waltham | Solar | Net-Metering | 6 | Active | 4269600% |  | 2016
GMP | Waltham | Solar | Net-Metering | 6 | Active | 4269600% |  | 2016
GMP | Waltham | Solar | Net-Metering | 6 | Active | 4269600% |  | 2016
GMP | Waltham | Solar | Net-Metering | 6 | Active | 4272500% |  | 2016
GMP | Waltham | Solar | Net-Metering | 6 | Active | 4269600% |  | 2016
GMP | Waltham | Solar | Net-Metering | 6 | Active | 4269600% |  | 2016
GMP | Rutland Town | Solar | Net-Metering | 7.6 | Active | 4250100% |  | 2016
GMP | Springfield | Solar | Net-Metering | 6 | Active | 4255200% |  | 2016
GMP | Pittsfield | Solar | Net-Metering | 11.4 | Active | 4257700% |  | 2016
GMP | Norwich | Solar | Net-Metering | 5 | Active | 4143700% |  | 2013
GMP | Pownal | Solar | Net-Metering | 3 | Active | 4249300% |  | 2016
GMP | Reading | Solar | Net-Metering | 5 | Active | 4251500% |  | 2016
GMP | Rutland City | Solar | Net-Metering | 3 | Active | 4259300% |  | 2016
GMP | Milton | Solar | Net-Metering | 3 | Active | 4248900% |  | 2016
GMP | Jericho | Solar | Net-Metering | 3.6 | Active | 4261300% |  | 2016
GMP | Warren | Solar | Net-Metering | 3 | Active | 4253700% |  | 2016
GMP | Weathersfield | Solar | Net-Metering | 2.75 | Active | 4250200% |  | 2016
GMP | Georgia | Solar | Net-Metering | 7 | Active | 4249300% |  | 2016
GMP | Essex | Solar | Net-Metering | 6 | Active | 4251500% |  | 2016
GMP | St. Albans City | Solar | Net-Metering | 5 | Active | 4264800% |  | 2016
GMP | Essex | Solar | Net-Metering | 3.6 | Active | 4259000% |  | 2016
GMP | Winooski | Solar | Net-Metering | 8.2 | Active | 4256900% |  | 2016
GMP | Essex | Solar | Net-Metering | 8.2 | Active | 4256600% |  | 2016
GMP | Rutland City | Solar | Net-Metering | 3.6 | Active | 4252400% |  | 2016
GMP | Shelburne | Solar | Net-Metering | 5 | Active | 4258300% |  | 2016
GMP | East Montpelier | Solar | Net-Metering | 5 | Active | 4260700% |  | 2016
GMP | Middlebury | Solar | Net-Metering | 12.6 | Active | 4250300% |  | 2016
GMP | Vergennes | Solar | Net-Metering | 7.6 | Active | 4251300% |  | 2016
GMP | St. Albans City | Solar | Net-Metering | 6 | Active | 4256600% |  | 2016
GMP | Essex Junction | Solar | Net-Metering | 3 | Active | 4257700% |  | 2016
GMP | Milton | Solar | Net-Metering | 6 | Active | 4257300% |  | 2016
GMP | Bakersfield | Solar | Net-Metering | 3.6 | Active | 4257000% |  | 2016
GMP | Milton | Solar | Net-Metering | 4.2 | Active | 4260800% |  | 2016
GMP | Pittsford | Solar | Net-Metering | 8 | Active | 4258000% |  | 2016
GMP | Cornwall | Solar | Net-Metering | 4 | Active | 4250600% |  | 2016
GMP | Rockingham | Solar | Net-Metering | 6 | Active | 4250800% |  | 2016
GMP | St. Johnsbury | Solar | Net-Metering | 10 | Active | 4250600% |  | 2016
GMP | Thetford | Solar | Net-Metering | 7.6 | Active | 4261200% |  | 2016
GMP | Essex Junction | Solar | Net-Metering | 5 | Active | 4250200% |  | 2016
GMP | Fairfax | Solar | Net-Metering | 5 | Active | 4252100% |  | 2016
GMP | Huntington | Solar | Net-Metering | 10 | Active | 4252100% |  | 2016
GMP | Guilford | Solar | Net-Metering | 150 | Active | 4305400% |  | 2017
GMP | Williston | Solar | Net-Metering | 4.2 | Active | 4256600% |  | 2016
GMP | Colchester | Solar | Net-Metering | 3 | Active | 4264300% |  | 2016
GMP | Milton | Solar | Net-Metering | 3 | Active | 4259300% |  | 2016
GMP | Essex | Solar | Net-Metering | 3 | Active | 4251400% |  | 2016
GMP | Montpelier | Solar | Net-Metering | 6 | Active | 4251700% |  | 2016
GMP | Montpelier | Solar | Net-Metering | 10 | Active | 4251700% |  | 2016
GMP | Norwich | Solar | Net-Metering | 5 | Active | 4253400% |  | 2016
GMP | Winooski | Solar | Net-Metering | 3.6 | Active | 4256900% |  | 2016
GMP | Essex | Solar | Net-Metering | 12.2 | Active | 4258400% |  | 2016
GMP | Rutland City | Solar | Net-Metering | 3.8 | Active | 4251600% |  | 2016
GMP | Rutland City | Solar | Net-Metering | 3 | Active | 4251600% |  | 2016
GMP | Essex Junction | Solar | Net-Metering | 7.6 | Active | 4249400% |  | 2016
GMP | Dover | Solar | Net-Metering | 7.6 | Active | 4264200% |  | 2016
GMP | Essex | Solar | Net-Metering | 4.2 | Active | 4257100% |  | 2016
GMP | Colchester | Solar | Net-Metering | 6 | Active | 4256500% |  | 2016
GMP | Essex Junction | Solar | Net-Metering | 6 | Active | 4256600% |  | 2016
GMP | South Burlington | Solar | Net-Metering | 6 | Active | 4257700% |  | 2016
GMP | Williston | Solar | Net-Metering | 6 | Active | 4257900% |  | 2016
GMP | Ferrisburgh | Solar | Net-Metering | 3 | Active | 4251500% |  | 2016
GMP | Milton | Solar | Net-Metering | 3 | Active | 4251700% |  | 2016
GMP | Rutland City | Solar | Net-Metering | 6.6 | Active | 4260600% |  | 2016
GMP | Williston | Solar | Net-Metering | 10 | Active | 4256600% |  | 2016
GMP | Middlebury | Solar | Net-Metering | 3 | Active | 4252200% |  | 2016
GMP | South Burlington | Solar | Net-Metering | 5 | Active | 4268400% |  | 2016
GMP | Williston | Solar | Net-Metering | 2.5 | Active | 4257000% |  | 2016
GMP | Weston | Solar | Net-Metering | 15.2 | Active | 4252800% |  | 2016
GMP | Barnard | Solar | Net-Metering | 7.6 | Active | 4253800% |  | 2016
GMP | Bridgewater | Solar | Net-Metering | 7.6 | Active | 4252700% |  | 2016
GMP | Bridport | Solar | Net-Metering | 5 | Active | 4253700% |  | 2016
GMP | West Rutland | Solar | Net-Metering | 5 | Active | 4250700% |  | 2016
GMP | Hartford | Solar | Net-Metering | 7 | Active | 4329100% |  | 2018
GMP | Hartford | Solar | Net-Metering | 6 | Active | 4273300% |  | 2016
GMP | Hartford | Solar | Net-Metering | 6 | Active | 4270400% |  | 2016
GMP | Hartford | Solar | Net-Metering | 7 | Active | 4329100% |  | 2018
GMP | Hartland | Solar | Net-Metering | 3.8 | Active | 4253400% |  | 2016
GMP | St. Albans City | Solar | Net-Metering | 6 | Active | 4261300% |  | 2016
GMP | Thetford | Solar | Net-Metering | 5 | Active | 4271300% |  | 2016
GMP | Bethel | Solar | Net-Metering | 6 | Active | 4252900% |  | 2016
GMP | Brattleboro | Solar | Net-Metering | 5 | Active | 4252400% |  | 2016
GMP | Jericho | Solar | Net-Metering | 7.2 | Active | 4257700% |  | 2016
GMP | Dorset | Solar | Net-Metering | 10 | Active | 4250300% |  | 2016
GMP | Barre City | Solar | Net-Metering | 4.2 | Active | 4256500% |  | 2016
GMP | Rutland City | Solar | Net-Metering | 5 | Active | 4258000% |  | 2016
GMP | Fairlee | Solar | Net-Metering | 5 | Active | 4250800% |  | 2016
GMP | Rutland Town | Solar | Net-Metering | 12.6 | Active | 4251600% |  | 2016
GMP | Bethel | Solar | Net-Metering | 5 | Active | 4253700% |  | 2016
GMP | South Burlington | Solar | Net-Metering | 5 | Active | 4252100% |  | 2016
GMP | Milton | Solar | Net-Metering | 6 | Active | 4258600% |  | 2016
GMP | St. Albans City | Solar | Net-Metering | 3.6 | Active | 4264800% |  | 2016
GMP | Norwich | Solar | Net-Metering | 10 | Active | 4254100% |  | 2016
GMP | Pownal | Solar | Net-Metering | 3 | Active | 4251400% |  | 2016
GMP | Windsor | Solar | Net-Metering | 5 | Active | 4254300% |  | 2016
GMP | Pownal | Solar | Net-Metering | 6 | Active | 4251400% |  | 2016
GMP | South Burlington | Solar | Net-Metering | 3.8 | Active | 4258400% |  | 2016
GMP | Essex | Solar | Net-Metering | 3.6 | Active | 4251400% |  | 2016
GMP | Milton | Solar | Net-Metering | 3.6 | Active | 4258600% |  | 2016
GMP | Milton | Solar | Net-Metering | 5 | Active | 4260800% |  | 2016
GMP | Rutland City | Solar | Net-Metering | 9 | Active | 4259700% |  | 2016
GMP | Pownal | Solar | Net-Metering | 6 | Active | 4257300% |  | 2016
GMP | Cambridge | Solar | Net-Metering | 8.2 | Active | 4254100% |  | 2016
GMP | Winooski | Solar | Net-Metering | 8.2 | Active | 4261100% |  | 2016
GMP | St. Albans City | Solar | Net-Metering | 5 | Active | 4258400% |  | 2016
GMP | Williston | Solar | Net-Metering | 3.8 | Active | 4250300% |  | 2016
GMP | Randolph | Solar | Net-Metering | 7.6 | Active | 4263900% |  | 2016
GMP | Williston | Solar | Net-Metering | 5 | Active | 4251600% |  | 2016
GMP | Georgia | Solar | Net-Metering | 10 | Active | 4251700% |  | 2016
GMP | Middlebury | Solar | Net-Metering | 5 | Active | 4254100% |  | 2016
GMP | West Windsor | Solar | Net-Metering | 5 | Active | 4254400% |  | 2016
GMP | Montpelier | Solar | Net-Metering | 5 | Active | 4251000% |  | 2016
GMP | Sheldon | Solar | Net-Metering | 6 | Active | 4250600% |  | 2016
GMP | Winooski | Solar | Net-Metering | 7.6 | Active | 4266000% |  | 2016
GMP | Milton | Solar | Net-Metering | 3 | Active | 4258600% |  | 2016
GMP | St. Albans City | Solar | Net-Metering | 7.6 | Active | 4252200% |  | 2016
GMP | Thetford | Solar | Net-Metering | 6 | Active | 4252400% |  | 2016
GMP | Essex Junction | Solar | Net-Metering | 5 | Active | 4250700% |  | 2016
GMP | Shaftsbury | Solar | Net-Metering | 15 | Active | 4257000% |  | 2016
GMP | Bennington | Solar | Net-Metering | 7.6 | Active | 4257600% |  | 2016
GMP | Williston | Solar | Net-Metering | 3 | Active | 4252700% |  | 2016
GMP | Stockbridge | Solar | Net-Metering | 11.4 | Active | 4256900% |  | 2016
GMP | Sandgate | Solar | Net-Metering | 10.24 | Active | 4254100% |  | 2016
GMP | Shaftsbury | Solar | Net-Metering | 6.75 | Active | 4253500% |  | 2016
GMP | Peru | Solar | Net-Metering | 6.5 | Active | 4264800% |  | 2016
GMP | Cornwall | Solar | Net-Metering | 6 | Active | 4252100% |  | 2016
GMP | Huntington | Solar | Net-Metering | 7.6 | Active | 4256200% |  | 2016
GMP | Thetford | Solar | Net-Metering | 3.8 | Active | 4256600% |  | 2016
GMP | Waitsfield | Solar | Net-Metering | 10.62 | Active | 4375500% |  | 2019
GMP | Wells | Solar | Net-Metering | 5 | Active | 4256300% |  | 2016
GMP | Marshfield | Solar | Net-Metering | 6 | Active | 4257700% |  | 2016
GMP | Essex Junction | Solar | Net-Metering | 3.8 | Active | 4252200% |  | 2016
GMP | Milton | Solar | Net-Metering | 5 | Active | 4251600% |  | 2016
GMP | Underhill | Solar | Net-Metering | 7.6 | Active | 4251300% |  | 2016
GMP | Cambridge | Solar | Net-Metering | 10 | Active | 4254100% |  | 2016
GMP | Hinesburg | Solar | Net-Metering | 3 | Active | 4251300% |  | 2016
GMP | Bennington | Solar | Net-Metering | 12 | Active | 4255100% |  | 2016
GMP | Rutland City | Solar | Net-Metering | 6 | Active | 4263400% |  | 2016
GMP | Williston | Solar | Net-Metering | 6 | Active | 4264200% |  | 2016
GMP | Pownal | Solar | Net-Metering | 3 | Active | 4254100% |  | 2016
GMP | Bennington | Solar | Net-Metering | 3.6 | Active | 4254100% |  | 2016
GMP | Wardsboro | Solar | Net-Metering | 5.16 | Active | 4255100% |  | 2016
GMP | Bakersfield | Solar | Net-Metering | 5 | Active | 4257000% |  | 2016
GMP | Richmond | Solar | Net-Metering | 6 | Active | 4258400% |  | 2016
GMP | Colchester | Solar | Net-Metering | 4.2 | Active | 4264200% |  | 2016
GMP | Colchester | Solar | Net-Metering | 3 | Active | 4259000% |  | 2016
GMP | Georgia | Solar | Net-Metering | 6 | Active | 4256300% |  | 2016
GMP | Winooski | Solar | Net-Metering | 3 | Active | 4261100% |  | 2016
GMP | Barre City | Solar | Net-Metering | 4.2 | Active | 4260000% |  | 2016
GMP | Milton | Solar | Net-Metering | 3 | Active | 4254400% |  | 2016
GMP | Jericho | Solar | Net-Metering | 3.6 | Active | 4259400% |  | 2016
GMP | Milton | Solar | Net-Metering | 3 | Active | 4256200% |  | 2016
GMP | Bristol | Solar | Net-Metering | 3.8 | Active | 4252900% |  | 2016
GMP | Essex Junction | Solar | Net-Metering | 10 | Active | 4252400% |  | 2016
GMP | Royalton | Solar | Net-Metering | 5 | Active | 4252900% |  | 2016
GMP | Shaftsbury | Solar | Net-Metering | 6 | Active | 4258700% |  | 2016
GMP | Essex Junction | Solar | Net-Metering | 5 | Active | 4259000% |  | 2016
GMP | Barre City | Solar | Net-Metering | 6 | Active | 4260700% |  | 2016
GMP | Essex Junction | Solar | Net-Metering | 4.2 | Active | 4258400% |  | 2016
GMP | Richmond | Solar | Net-Metering | 7.6 | Active | 4258400% |  | 2016
GMP | St. Albans City | Solar | Net-Metering | 3 | Active | 4261200% |  | 2016
GMP | Colchester | Solar | Net-Metering | 3 | Active | 4264300% |  | 2016
GMP | Essex Junction | Solar | Net-Metering | 10 | Active | 4253600% |  | 2016
GMP | Woodstock | Solar | Net-Metering | 6 | Active | 4269200% |  | 2016
GMP | Winhall | Solar | Net-Metering | 10 | Active | 4260100% |  | 2016
GMP | Winhall | Solar | Net-Metering | 10 | Active | 4260100% |  | 2016
GMP | St. Albans City | Solar | Net-Metering | 14 | Active | 4264100% |  | 2016
GMP | Shaftsbury | Solar | Net-Metering | 7.6 | Active | 4249300% |  | 2016
GMP | Colchester | Solar | Net-Metering | 7.6 | Active | 4249300% |  | 2016
GMP | Hartland | Solar | Net-Metering | 3.8 | Active | 4253400% |  | 2016
GMP | Milton | Solar | Net-Metering | 6 | Active | 4258600% |  | 2016
GMP | Newfane | Solar | Net-Metering | 6 | Active | 4252400% |  | 2016
GMP | Milton | Solar | Net-Metering | 17.6 | Active | 4251600% |  | 2016
GMP | South Burlington | Solar | Net-Metering | 3 | Active | 4263900% |  | 2016
GMP | Weybridge | Solar | Net-Metering | 3.8 | Active | 4255000% |  | 2016
GMP | Rochester | Solar | Net-Metering | 3.8 | Active | 4254200% |  | 2016
GMP | Shrewsbury | Solar | Net-Metering | 11.4 | Active | 4255200% |  | 2016
GMP | Castleton | Solar | Net-Metering | 10.3 | Active | 4252400% |  | 2016
GMP | Barre City | Solar | Net-Metering | 3 | Active | 4258700% |  | 2016
GMP | Jericho | Solar | Net-Metering | 4.2 | Active | 4259400% |  | 2016
GMP | South Burlington | Solar | Net-Metering | 3 | Active | 4256900% |  | 2016
GMP | Hartland | Solar | Net-Metering | 3.78 | Active | 4255100% |  | 2016
GMP | Charlotte | Solar | Net-Metering | 7.56 | Active | 4259000% |  | 2016
GMP | Starksboro | Solar | Net-Metering | 5 | Active | 4253600% |  | 2016
GMP | Proctor | Solar | Net-Metering | 3.6 | Active | 4277600% |  | 2017
GMP | Essex | Solar | Net-Metering | 4.2 | Active | 4254200% |  | 2016
GMP | St. Albans City | Solar | Net-Metering | 4.2 | Active | 4259200% |  | 2016
GMP | Plymouth | Solar | Net-Metering | 15 | Active | 4254200% |  | 2016
GMP | Thetford | Solar | Net-Metering | 3.8 | Active | 4253500% |  | 2016
GMP | Brattleboro | Solar | Net-Metering | 7.6 | Active | 4252400% |  | 2016
GMP | Bennington | Solar | Net-Metering | 7.5 | Active | 4252800% |  | 2016
GMP | Barre City | Solar | Net-Metering | 6.6 | Active | 4257900% |  | 2016
GMP | Manchester | Solar | Net-Metering | 3.6 | Active | 4253700% |  | 2016
GMP | Richmond | Solar | Net-Metering | 4.2 | Active | 4258400% |  | 2016
GMP | Barre City | Solar | Net-Metering | 3.6 | Active | 4257900% |  | 2016
GMP | Essex | Solar | Net-Metering | 8.2 | Active | 4261100% |  | 2016
GMP | Underhill | Solar | Net-Metering | 8.5 | Active | 4265600% |  | 2016
GMP | Huntington | Solar | Net-Metering | 5 | Active | 4254800% |  | 2016
GMP | Hinesburg | Solar | Net-Metering | 10 | Active | 4255600% |  | 2016
GMP | Fairfax | Solar | Net-Metering | 3.8 | Active | 4252900% |  | 2016
GMP | Richmond | Solar | Net-Metering | 8.2 | Active | 4261200% |  | 2016
GMP | Jericho | Solar | Net-Metering | 11.4 | Active | 4252700% |  | 2016
GMP | Colchester | Solar | Net-Metering | 7.6 | Active | 4258400% |  | 2016
GMP | Shaftsbury | Solar | Net-Metering | 6 | Active | 4253700% |  | 2016
GMP | Essex Junction | Solar | Net-Metering | 3.6 | Active | 4256500% |  | 2016
GMP | Norwich | Solar | Net-Metering | 15 | Active | 4257300% |  | 2016
GMP | Norwich | Solar | Net-Metering | 15 | Active | 4257300% |  | 2016
GMP | Fairlee | Solar | Net-Metering | 11.4 | Active | 4262500% |  | 2016
GMP | Rutland City | Solar | Net-Metering | 4.2 | Active | 4253700% |  | 2016
GMP | Milton | Solar | Net-Metering | 3.6 | Active | 4254200% |  | 2016
GMP | Fairfax | Solar | Net-Metering | 4.2 | Active | 4257000% |  | 2016
GMP | Putney | Solar | Net-Metering | 8.2 | Active | 4260500% |  | 2016
GMP | Colchester | Solar | Net-Metering | 5 | Active | 4260700% |  | 2016
GMP | Rutland City | Solar | Net-Metering | 3 | Active | 4260600% |  | 2016
GMP | Barre City | Solar | Net-Metering | 11 | Active | 4257900% |  | 2016
GMP | Jericho | Solar | Net-Metering | 8.2 | Active | 4256500% |  | 2016
GMP | Barre City | Solar | Net-Metering | 4.2 | Active | 4260700% |  | 2016
GMP | Charlotte | Solar | Net-Metering | 10 | Active | 4255000% |  | 2016
GMP | Norwich | Solar | Net-Metering | 3.8 | Active | 4257300% |  | 2016
GMP | St. Johnsbury | Solar | Net-Metering | 11.4 | Active | 4257700% |  | 2016
GMP | Norwich | Solar | Net-Metering | 7.6 | Active | 4254500% |  | 2016
GMP | Warren | Solar | Net-Metering | 7.6 | Active | 4366900% |  | 2019
GMP | Barre City | Solar | Net-Metering | 6.8 | Active | 4260700% |  | 2016
GMP | Ferrisburgh | Solar | Net-Metering | 7.6 | Active | 4257100% |  | 2016
GMP | Essex Junction | Solar | Net-Metering | 6 | Active | 4261100% |  | 2016
GMP | Barre City | Solar | Net-Metering | 10 | Active | 4260700% |  | 2016
GMP | Bennington | Solar | Net-Metering | 5 | Active | 4253700% |  | 2016
GMP | Essex | Solar | Net-Metering | 5 | Active | 4252700% |  | 2016
GMP | Fairlee | Solar | Net-Metering | 10 | Active | 4262500% |  | 2016
GMP | Guilford | Solar | Net-Metering | 6 | Active | 4257100% |  | 2016
GMP | Vernon | Solar | Net-Metering | 5 | Active | 4253800% |  | 2016
GMP | South Burlington | Solar | Net-Metering | 3.8 | Active | 4256200% |  | 2016
GMP | Essex Junction | Solar | Net-Metering | 8.2 | Active | 4256400% |  | 2016
GMP | Waitsfield | Solar | Net-Metering | 7.6 | Active | 4260700% |  | 2016
GMP | Milton | Solar | Net-Metering | 9.6 | Active | 4260800% |  | 2016
GMP | Barre Town | Solar | Net-Metering | 7.6 | Active | 4256500% |  | 2016
GMP | Essex | Solar | Net-Metering | 7.2 | Active | 4255100% |  | 2016
GMP | Georgia | Solar | Net-Metering | 8.2 | Active | 4261200% |  | 2016
GMP | Rutland Town | Solar | Net-Metering | 7.6 | Active | 4260600% |  | 2016
GMP | Rutland City | Solar | Net-Metering | 3 | Active | 4260600% |  | 2016
GMP | Williston | Solar | Net-Metering | 5 | Active | 4260600% |  | 2016
GMP | Milton | Solar | Net-Metering | 5 | Active | 4256900% |  | 2016
GMP | Essex | Solar | Net-Metering | 6 | Active | 4264000% |  | 2016
GMP | Shaftsbury | Solar | Net-Metering | 6.6 | Active | 4257600% |  | 2016
GMP | Williston | Solar | Net-Metering | 7.6 | Active | 4257900% |  | 2016
GMP | Pownal | Solar | Net-Metering | 3 | Active | 4257300% |  | 2016
GMP | Mount Holly | Solar | Net-Metering | 2.86 | Active | 4257800% |  | 2016
GMP | Newbury | Solar | Net-Metering | 6 | Active | 4253400% |  | 2016
GMP | Rutland City | Solar | Net-Metering | 4.2 | Active | 4259700% |  | 2016
GMP | Essex | Solar | Net-Metering | 5 | Active | 4261100% |  | 2016
GMP | Sheldon | Solar | Net-Metering | 3.5 | Active | 4266700% |  | 2016
GMP | Essex | Solar | Net-Metering | 9 | Active | 4261100% |  | 2016
GMP | Williston | Solar | Net-Metering | 8.2 | Active | 4261500% |  | 2016
GMP | Rutland Town | Solar | Net-Metering | 14.4 | Active | 4256200% |  | 2016
GMP | Ludlow | Solar | Net-Metering | 6 | Active | 4257900% |  | 2016
GMP | Waterbury | Solar | Net-Metering | 10 | Active | 4264900% |  | 2016
GMP | Jericho | Solar | Net-Metering | 3 | Active | 4261300% |  | 2016
GMP | Barre City | Solar | Net-Metering | 3 | Active | 4263500% |  | 2016
GMP | Hinesburg | Solar | Net-Metering | 10.2 | Active | 4256600% |  | 2016
GMP | Bennington | Solar | Net-Metering | 6 | Active | 4261400% |  | 2016
GMP | Colchester | Solar | Net-Metering | 3.6 | Active | 4260700% |  | 2016
GMP | Barre City | Solar | Net-Metering | 3 | Active | 4256300% |  | 2016
GMP | Strafford | Solar | Net-Metering | 5 | Active | 4250800% |  | 2016
GMP | Shaftsbury | Solar | Net-Metering | 3.6 | Active | 4257600% |  | 2016
GMP | Georgia | Solar | Net-Metering | 6 | Active | 4261200% |  | 2016
GMP | Georgia | Solar | Net-Metering | 3 | Active | 4261100% |  | 2016
GMP | Georgia | Solar | Net-Metering | 7.6 | Active | 4261200% |  | 2016
GMP | Clarendon | Solar | Net-Metering | 10 | Active | 4253700% |  | 2016
GMP | Georgia | Solar | Net-Metering | 10 | Active | 4261200% |  | 2016
GMP | Middlebury | Solar | Net-Metering | 5 | Active | 4256500% |  | 2016
GMP | Bennington | Solar | Net-Metering | 7.2 | Active | 4266100% |  | 2016
GMP | Waterbury | Solar | Net-Metering | 6.25 | Active | 4254100% |  | 2016
GMP | Rutland City | Solar | Net-Metering | 12 | Active | 4260000% |  | 2016
GMP | Winooski | Solar | Net-Metering | 6 | Active | 4261100% |  | 2016
GMP | Barre City | Solar | Net-Metering | 3 | Active | 4264300% |  | 2016
GMP | Bennington | Solar | Net-Metering | 5 | Active | 4257000% |  | 2016
GMP | Springfield | Solar | Net-Metering | 7.6 | Active | 4254500% |  | 2016
GMP | Barnard | Solar | Net-Metering | 3.8 | Active | 4254500% |  | 2016
GMP | Danville | Solar | Net-Metering | 11.4 | Active | 4254500% |  | 2016
GMP | South Burlington | Solar | Net-Metering | 3.8 | Active | 4253000% |  | 2016
GMP | Danville | Solar | Net-Metering | 5 | Active | 4253600% |  | 2016
GMP | Colchester | Solar | Net-Metering | 3.8 | Active | 4254400% |  | 2016
GMP | Shoreham | Solar | Net-Metering | 7.6 | Active | 4258400% |  | 2016
GMP | Fairfax | Solar | Net-Metering | 5 | Active | 4255600% |  | 2016
GMP | St. Albans City | Solar | Net-Metering | 6 | Active | 4259200% |  | 2016
GMP | Hinesburg | Solar | Net-Metering | 12 | Active | 4253400% |  | 2016
GMP | Georgia | Solar | Net-Metering | 9.6 | Active | 4264800% |  | 2016
GMP | Ferrisburgh | Solar | Net-Metering | 14.6 | Active | 4259100% |  | 2016
GMP | St. Albans City | Solar | Net-Metering | 7.6 | Active | 4254200% |  | 2016
GMP | Bethel | Solar | Net-Metering | 6 | Active | 4255100% |  | 2016
GMP | Underhill | Solar | Net-Metering | 12.5 | Active | 4256400% |  | 2016
GMP | Plymouth | Solar | Net-Metering | 3.8 | Active | 4255200% |  | 2016
GMP | Putney | Solar | Net-Metering | 4.2 | Active | 4261200% |  | 2016
GMP | Arlington | Solar | Net-Metering | 10.25 | Active | 4285600% |  | 2017
GMP | Milton | Solar | Net-Metering | 4.2 | Active | 4258600% |  | 2016
GMP | South Burlington | Solar | Net-Metering | 7.6 | Active | 4251400% |  | 2016
GMP | Essex | Solar | Net-Metering | 3 | Active | 4261100% |  | 2016
GMP | Essex | Solar | Net-Metering | 10 | Active | 4256600% |  | 2016
GMP | Milton | Solar | Net-Metering | 6 | Active | 4263900% |  | 2016
GMP | Bennington | Solar | Net-Metering | 5 | Active | 4254100% |  | 2016
GMP | Shaftsbury | Solar | Net-Metering | 6 | Active | 4257600% |  | 2016
GMP | Georgia | Solar | Net-Metering | 8.2 | Active | 4261200% |  | 2016
GMP | Rutland City | Solar | Net-Metering | 3 | Active | 4257200% |  | 2016
GMP | Woodstock | Solar | Net-Metering | 3 | Active | 4254900% |  | 2016
GMP | Shaftsbury | Solar | Net-Metering | 3 | Active | 4257600% |  | 2016
GMP | Milton | Solar | Net-Metering | 5 | Active | 4252200% |  | 2016
GMP | Swanton | Solar | Net-Metering | 6 | Active | 4224100% |  | 2015
GMP | Pownal | Solar | Net-Metering | 9.6 | Active | 4261400% |  | 2016
GMP | Woodstock | Solar | Net-Metering | 7.6 | Active | 4270500% |  | 2016
GMP | West Fairlee | Solar | Net-Metering | 6 | Active | 4256600% |  | 2016
GMP | South Burlington | Solar | Net-Metering | 6 | Active | 4254400% |  | 2016
GMP | Waitsfield | Solar | Net-Metering | 15 | Active | 4256500% |  | 2016
GMP | Barre City | Solar | Net-Metering | 13 | Active | 4253500% |  | 2016
GMP | Proctor | Solar | Net-Metering | 6 | Active | 4258000% |  | 2016
GMP | Montpelier | Solar | Net-Metering | 3 | Active | 4255000% |  | 2016
GMP | Colchester | Solar | Net-Metering | 5 | Active | 4254500% |  | 2016
GMP | Chester | Solar | Net-Metering | 6 | Active | 4255000% |  | 2016
GMP | Milton | Solar | Net-Metering | 7.6 | Active | 4254200% |  | 2016
GMP | Waterbury | Solar | Net-Metering | 7.6 | Active | 4260000% |  | 2016
GMP | Essex Junction | Solar | Net-Metering | 6 | Active | 4266000% |  | 2016
GMP | Fletcher | Solar | Net-Metering | 9.6 | Active | 4261400% |  | 2016
GMP | Milton | Solar | Net-Metering | 5 | Active | 4260800% |  | 2016
GMP | Rutland Town | Solar | Net-Metering | 3 | Active | 4259300% |  | 2016
GMP | Londonderry | Solar | Net-Metering | 12 | Active | 4261900% |  | 2016
GMP | Strafford | Solar | Net-Metering | 11.4 | Active | 4256900% |  | 2016
GMP | Rutland Town | Solar | Net-Metering | 7.6 | Active | 4262600% |  | 2016
GMP | Charlotte | Solar | Net-Metering | 6 | Active | 4260600% |  | 2016
GMP | Rutland City | Solar | Net-Metering | 3.6 | Active | 4257200% |  | 2016
GMP | Pownal | Solar | Net-Metering | 13 | Active | 4257300% |  | 2016
GMP | Georgia | Solar | Net-Metering | 3.6 | Active | 4264300% |  | 2016
GMP | Ferrisburgh | Wind | Net-Metering | 15 | Active | 4274500% |  | 2017
GMP | Rutland City | Solar | Net-Metering | 3 | Active | 4263500% |  | 2016
GMP | Swanton | Solar | Net-Metering | 3.6 | Active | 4257700% |  | 2016
GMP | Milton | Solar | Net-Metering | 7.6 | Active | 4259300% |  | 2016
GMP | Milton | Solar | Net-Metering | 5 | Active | 4260800% |  | 2016
GMP | Rutland City | Solar | Net-Metering | 3 | Active | 4270300% |  | 2016
GMP | Rutland City | Solar | Net-Metering | 3.6 | Active | 4270200% |  | 2016
GMP | Rutland City | Solar | Net-Metering | 3 | Active | 4257200% |  | 2016
GMP | New Haven | Solar | Net-Metering | 5 | Active | 4256500% |  | 2016
GMP | Barre City | Solar | Net-Metering | 8.2 | Active | 4256500% |  | 2016
GMP | Shelburne | Solar | Net-Metering | 6.6 | Active | 4257200% |  | 2016
GMP | Pownal | Solar | Net-Metering | 10 | Active | 4261400% |  | 2016
GMP | Brattleboro | Solar | Net-Metering | 6 | Active | 4259800% |  | 2016
GMP | Warren | Solar | Net-Metering | 5 | Active | 4260700% |  | 2016
GMP | Shaftsbury | Solar | Net-Metering | 6 | Active | 4257600% |  | 2016
GMP | Georgia | Solar | Net-Metering | 6 | Active | 4259300% |  | 2016
GMP | Richmond | Solar | Net-Metering | 3 | Active | 4254400% |  | 2016
GMP | South Burlington | Solar | Net-Metering | 6 | Active | 4264100% |  | 2016
GMP | Barre Town | Solar | Net-Metering | 5 | Active | 4253700% |  | 2016
GMP | Barre City | Solar | Net-Metering | 6 | Active | 4265700% |  | 2016
GMP | Stowe | Solar | Net-Metering | 6 | Active | 4257200% |  | 2016
GMP | Rutland Town | Solar | Net-Metering | 6 | Active | 4265700% |  | 2016
GMP | Richmond | Solar | Net-Metering | 8 | Active | 4257900% |  | 2016
GMP | Brandon | Solar | Net-Metering | 8.2 | Active | 4258000% |  | 2016
GMP | Barre City | Solar | Net-Metering | 6.6 | Active | 4263500% |  | 2016
GMP | Essex Junction | Solar | Net-Metering | 5 | Active | 4254200% |  | 2016
GMP | Bradford | Solar | Net-Metering | 5 | Active | 4257200% |  | 2016
GMP | Georgia | Solar | Net-Metering | 11 | Active | 4255600% |  | 2016
GMP | Bristol | Solar | Net-Metering | 3 | Active | 4257200% |  | 2016
GMP | Bristol | Solar | Net-Metering | 3 | Active | 4257200% |  | 2016
GMP | Thetford | Solar | Net-Metering | 7.6 | Active | 4256600% |  | 2016
GMP | Moretown | Solar | Net-Metering | 5 | Active | 4259700% |  | 2016
GMP | Rutland City | Solar | Net-Metering | 3 | Active | 4258000% |  | 2016
GMP | Milton | Solar | Net-Metering | 4.2 | Active | 4257700% |  | 2016
GMP | Plainfield | Solar | Net-Metering | 7.2 | Active | 4276000% |  | 2017
GMP | Colchester | Solar | Net-Metering | 7.6 | Active | 4262500% |  | 2016
GMP | Panton | Solar | Net-Metering | 8.2 | Active | 4258300% |  | 2016
GMP | Rutland City | Solar | Net-Metering | 6 | Active | 4259300% |  | 2016
GMP | Rutland City | Solar | Net-Metering | 3.6 | Active | 4260600% |  | 2016
GMP | Charlotte | Solar | Net-Metering | 4.8 | Active | 4258400% |  | 2016
GMP | Clarendon | Solar | Net-Metering | 5 | Active | 4253700% |  | 2016
GMP | Plymouth | Solar | Net-Metering | 6 | Active | 4255000% |  | 2016
GMP | Cornwall | Wind | Net-Metering | 10 | Active | 4289900% |  | 2017
GMP | Weathersfield | Solar | Net-Metering | 6 | Active | 4255000% |  | 2016
GMP | Hartford | Solar | Net-Metering | 5 | Active | 4259200% |  | 2016
GMP | Bennington | Solar | Net-Metering | 8.2 | Active | 4257600% |  | 2016
GMP | Winooski | Solar | Net-Metering | 6 | Active | 4257700% |  | 2016
GMP | Richmond | Solar | Net-Metering | 6 | Active | 4257900% |  | 2016
GMP | Bennington | Solar | Net-Metering | 5 | Active | 4257600% |  | 2016
GMP | Randolph | Solar | Net-Metering | 7.6 | Active | 4259700% |  | 2016
GMP | Vergennes | Solar | Net-Metering | 7.6 | Active | 4255000% |  | 2016
GMP | Shaftsbury | Solar | Net-Metering | 3 | Active | 4261300% |  | 2016
GMP | Barre City | Solar | Net-Metering | 5 | Active | 4257600% |  | 2016
GMP | Rochester | Solar | Net-Metering | 6 | Active | 4254900% |  | 2016
GMP | Fairfax | Solar | Net-Metering | 3.6 | Active | 4257000% |  | 2016
GMP | Bennington | Solar | Net-Metering | 8.2 | Active | 4258700% |  | 2016
GMP | Bennington | Solar | Net-Metering | 6.6 | Active | 4258700% |  | 2016
GMP | Fairfax | Solar | Net-Metering | 3.6 | Active | 4258700% |  | 2016
GMP | Dorset | Solar | Net-Metering | 27.2 | Active | 4272600% |  | 2016
GMP | Mount Holly | Solar | Net-Metering | 4 | Active | 4257900% |  | 2016
GMP | Monkton | Solar | Net-Metering | 5 | Active | 4255800% |  | 2016
GMP | Clarendon | Solar | Net-Metering | 5 | Active | 4257900% |  | 2016
GMP | Jericho | Solar | Net-Metering | 5 | Active | 4254900% |  | 2016
GMP | Ripton | Solar | Net-Metering | 7.6 | Active | 4260800% |  | 2016
GMP | Colchester | Solar | Net-Metering | 10.6 | Active | 4255100% |  | 2016
GMP | Swanton | Solar | Net-Metering | 12.5 | Active | 4259000% |  | 2016
GMP | Colchester | Solar | Net-Metering | 6 | Active | 4269200% |  | 2016
GMP | Williston | Solar | Net-Metering | 6 | Active | 4264200% |  | 2016
GMP | Rutland City | Solar | Net-Metering | 6 | Active | 4259700% |  | 2016
GMP | South Burlington | Solar | Net-Metering | 6 | Active | 4264100% |  | 2016
GMP | Rutland City | Solar | Net-Metering | 5 | Active | 4263500% |  | 2016
GMP | Westford | Solar | Net-Metering | 3 | Active | 4261300% |  | 2016
GMP | Bennington | Solar | Net-Metering | 6 | Active | 4257000% |  | 2016
GMP | South Burlington | Solar | Net-Metering | 10 | Active | 4256400% |  | 2016
GMP | Williston | Solar | Net-Metering | 7.6 | Active | 4268200% |  | 2016
GMP | Milton | Solar | Net-Metering | 3.8 | Active | 4255600% |  | 2016
GMP | Plymouth | Solar | Net-Metering | 10 | Active | 4255800% |  | 2016
GMP | Sheldon | Solar | Net-Metering | 7.6 | Active | 4261200% |  | 2016
GMP | Warren | Solar | Net-Metering | 4.2 | Active | 4256600% |  | 2016
GMP | Bennington | Solar | Net-Metering | 6 | Active | 4258700% |  | 2016
GMP | Bennington | Solar | Net-Metering | 6 | Active | 4257600% |  | 2016
GMP | Clarendon | Solar | Net-Metering | 7.6 | Active | 4254500% |  | 2016
GMP | Jericho | Solar | Net-Metering | 5 | Active | 4258300% |  | 2016
GMP | Bennington | Solar | Net-Metering | 3 | Active | 4258700% |  | 2016
GMP | Bennington | Solar | Net-Metering | 3.6 | Active | 4257000% |  | 2016
GMP | South Burlington | Solar | Net-Metering | 3.8 | Active | 4265700% |  | 2016
GMP | Pittsford | Solar | Net-Metering | 10 | Active | 4258000% |  | 2016
GMP | Waitsfield | Solar | Net-Metering | 3.8 | Active | 4255800% |  | 2016
GMP | Middlebury | Solar | Net-Metering | 7.6 | Active | 4256200% |  | 2016
GMP | Waterbury | Solar | Net-Metering | 7.6 | Active | 4256600% |  | 2016
GMP | Essex Junction | Solar | Net-Metering | 7.6 | Active | 4256500% |  | 2016
GMP | Wallingford | Solar | Net-Metering | 5 | Active | 4258000% |  | 2016
GMP | Barre Town | Solar | Net-Metering | 7.6 | Active | 4258700% |  | 2016
GMP | Essex Junction | Solar | Net-Metering | 7.6 | Active | 4255900% |  | 2016
GMP | Middlebury | Solar | Net-Metering | 5 | Active | 4255200% |  | 2016
GMP | Addison | Solar | Net-Metering | 7.6 | Active | 4254200% |  | 2016
GMP | Colchester | Solar | Net-Metering | 5 | Active | 4256400% |  | 2016
GMP | Williston | Solar | Net-Metering | 5 | Active | 4258400% |  | 2016
GMP | Rutland City | Solar | Net-Metering | 5 | Active | 4270300% |  | 2016
GMP | South Burlington | Solar | Net-Metering | 7.6 | Active | 4263900% |  | 2016
GMP | South Burlington | Solar | Net-Metering | 5 | Active | 4264100% |  | 2016
GMP | St. Albans City | Solar | Net-Metering | 5 | Active | 4256600% |  | 2016
GMP | Bridport | Solar | Net-Metering | 2 | Active | 4264300% |  | 2016
GMP | Richmond | Solar | Net-Metering | 5 | Active | 4256400% |  | 2016
GMP | Milton | Solar | Net-Metering | 7.6 | Active | 4263900% |  | 2016
GMP | Hartford | Solar | Net-Metering | 6 | Active | 4257300% |  | 2016
GMP | Essex | Solar | Net-Metering | 7.6 | Active | 4254300% |  | 2016
GMP | Bolton | Solar | Net-Metering | 5 | Active | 4265700% |  | 2016
GMP | Georgia | Solar | Net-Metering | 3 | Active | 4264300% |  | 2016
GMP | Rutland City | Solar | Net-Metering | 3 | Active | 4259300% |  | 2016
GMP | South Burlington | Solar | Net-Metering | 10 | Active | 4263900% |  | 2016
GMP | Shelburne | Solar | Net-Metering | 7.6 | Active | 4263900% |  | 2016
GMP | Rutland City | Solar | Net-Metering | 4.2 | Active | 4263600% |  | 2016
GMP | Hartford | Solar | Net-Metering | 10 | Active | 4257300% |  | 2016
GMP | Rutland City | Solar | Net-Metering | 3 | Active | 4259700% |  | 2016
GMP | Strafford | Solar | Net-Metering | 6 | Active | 4255900% |  | 2016
GMP | West Windsor | Solar | Net-Metering | 7.6 | Active | 4259400% |  | 2016
GMP | Williston | Solar | Net-Metering | 3 | Active | 4256400% |  | 2016
GMP | Middlebury | Solar | Net-Metering | 3 | Active | 4257900% |  | 2016
GMP | Fairfax | Solar | Net-Metering | 15.08 | Active | 4257000% |  | 2016
GMP | St. Albans City | Solar | Net-Metering | 13.2 | Active | 4254900% |  | 2016
GMP | Barre City | Solar | Net-Metering | 3.8 | Active | 4256200% |  | 2016
GMP | Milton | Solar | Net-Metering | 7.6 | Active | 4254500% |  | 2016
GMP | Rutland Town | Solar | Net-Metering | 15 | Active | 4265700% |  | 2016
GMP | Clarendon | Solar | Net-Metering | 10 | Active | 4261500% |  | 2016
GMP | Barre City | Solar | Net-Metering | 6 | Active | 4258400% |  | 2016
GMP | Richmond | Solar | Net-Metering | 3.8 | Active | 4256200% |  | 2016
GMP | Hinesburg | Solar | Net-Metering | 5 | Active | 4259400% |  | 2016
GMP | Hartford | Solar | Net-Metering | 3 | Active | 4256200% |  | 2016
GMP | Bristol | Solar | Net-Metering | 12 | Active | 4260800% |  | 2016
GMP | Colchester | Solar | Net-Metering | 4.2 | Active | 4264300% |  | 2016
GMP | Vergennes | Solar | Net-Metering | 3.6 | Active | 4265700% |  | 2016
GMP | Putney | Solar | Net-Metering | 7 | Active | 4258500% |  | 2016
GMP | Essex | Solar | Net-Metering | 7.6 | Active | 4264000% |  | 2016
GMP | Montpelier | Solar | Net-Metering | 5 | Active | 4259000% |  | 2016
GMP | Jericho | Solar | Net-Metering | 8.2 | Active | 4259400% |  | 2016
GMP | Sunderland | Solar | Net-Metering | 7.6 | Active | 4263900% |  | 2016
GMP | Starksboro | Solar | Net-Metering | 11.4 | Active | 4257900% |  | 2016
GMP | Warren | Solar | Net-Metering | 6 | Active | 4258600% |  | 2016
GMP | Essex Junction | Solar | Net-Metering | 3.8 | Active | 4256400% |  | 2016
GMP | Fletcher | Solar | Net-Metering | 6 | Active | 4257000% |  | 2016
GMP | Essex Junction | Solar | Net-Metering | 3.8 | Active | 4259400% |  | 2016
GMP | Essex | Solar | Net-Metering | 3 | Active | 4264000% |  | 2016
GMP | Chittenden | Solar | Net-Metering | 8.2 | Active | 4255200% |  | 2016
GMP | Jericho | Solar | Net-Metering | 3.6 | Active | 4256500% |  | 2016
GMP | Manchester | Solar | Net-Metering | 7.68 | Active | 4258600% |  | 2016
GMP | Pawlet | Solar | Net-Metering | 4.48 | Active | 4258600% |  | 2016
GMP | Bakersfield | Solar | Net-Metering | 7.6 | Active | 4259000% |  | 2016
GMP | Pownal | Solar | Net-Metering | 10 | Active | 4259300% |  | 2016
GMP | Rutland Town | Solar | Net-Metering | 3 | Active | 4263500% |  | 2016
GMP | Vernon | Solar | Net-Metering | 4.2 | Active | 4274800% |  | 2017
GMP | Sharon | Solar | Net-Metering | 5 | Active | 4262100% |  | 2016
GMP | Essex Junction | Solar | Net-Metering | 3 | Active | 4256600% |  | 2016
GMP | Essex Junction | Solar | Net-Metering | 6 | Active | 4256600% |  | 2016
GMP | Essex Junction | Solar | Net-Metering | 3.8 | Active | 4257100% |  | 2016
GMP | Brandon | Solar | Net-Metering | 11.4 | Active | 4260000% |  | 2016
GMP | Brandon | Solar | Net-Metering | 5 | Active | 4262600% |  | 2016
GMP | Ferrisburgh | Solar | Net-Metering | 5 | Active | 4258600% |  | 2016
GMP | Charlotte | Solar | Net-Metering | 6 | Active | 4257200% |  | 2016
GMP | Essex Junction | Solar | Net-Metering | 7.6 | Active | 4257900% |  | 2016
GMP | Plainfield | Solar | Net-Metering | 12.5 | Active | 4264600% |  | 2016
GMP | Williston | Solar | Net-Metering | 5 | Active | 4257100% |  | 2016
GMP | Hartford | Solar | Net-Metering | 5 | Active | 4266900% |  | 2016
GMP | Rutland Town | Solar | Net-Metering | 3.6 | Active | 4264000% |  | 2016
GMP | Thetford | Solar | Net-Metering | 3 | Active | 4257200% |  | 2016
GMP | Pittsford | Solar | Net-Metering | 4.2 | Active | 4259300% |  | 2016
GMP | Barre City | Solar | Net-Metering | 6 | Active | 4263500% |  | 2016
GMP | Bennington | Solar | Net-Metering | 3.6 | Active | 4262700% |  | 2016
GMP | Thetford | Solar | Net-Metering | 7.6 | Active | 4257900% |  | 2016
GMP | Bristol | Solar | Net-Metering | 5 | Active | 4263500% |  | 2016
GMP | Norwich | Solar | Net-Metering | 7.6 | Active | 4268400% |  | 2016
GMP | Pomfret | Solar | Net-Metering | 15 | Active | 4258500% |  | 2016
GMP | Sheldon | Solar | Net-Metering | 6 | Active | 4266700% |  | 2016
GMP | Middlebury | Solar | Net-Metering | 10.2 | Active | 4263900% |  | 2016
GMP | Shelburne | Solar | Net-Metering | 6 | Active | 4263900% |  | 2016
GMP | Pittsford | Solar | Net-Metering | 6 | Active | 4266700% |  | 2016
GMP | Rutland Town | Solar | Net-Metering | 9.2 | Active | 4259900% |  | 2016
GMP | Bennington | Solar | Net-Metering | 5 | Active | 4261300% |  | 2016
GMP | Essex Junction | Solar | Net-Metering | 7.6 | Active | 4256900% |  | 2016
GMP | Bennington | Solar | Net-Metering | 8.2 | Active | 4258700% |  | 2016
GMP | Milton | Solar | Net-Metering | 4.2 | Active | 4263900% |  | 2016
GMP | Shelburne | Solar | Net-Metering | 5 | Active | 4266200% |  | 2016
GMP | Wheelock | Solar | Net-Metering | 3.25 | Active | 4260400% |  | 2016
GMP | Stratton | Solar | Net-Metering | 9 | Active | 4261500% |  | 2016
GMP | St. Johnsbury | Solar | Net-Metering | 8.4 | Active | 4257900% |  | 2016
GMP | Pownal | Solar | Net-Metering | 5 | Active | 4263900% |  | 2016
GMP | St. Albans City | Solar | Net-Metering | 7.6 | Active | 4264300% |  | 2016
GMP | South Burlington | Solar | Net-Metering | 3.8 | Active | 4259000% |  | 2016
GMP | Essex | Solar | Net-Metering | 4.2 | Active | 4264000% |  | 2016
GMP | Huntington | Solar | Net-Metering | 7.6 | Active | 4270400% |  | 2016
GMP | Pownal | Solar | Net-Metering | 6 | Active | 4258700% |  | 2016
GMP | Milton | Solar | Net-Metering | 3.8 | Active | 4257700% |  | 2016
GMP | Warren | Solar | Net-Metering | 12.6 | Active | 4295800% |  | 2017
GMP | New Haven | Solar | Net-Metering | 7.6 | Active | 4257900% |  | 2016
GMP | Rutland Town | Solar | Net-Metering | 4.2 | Active | 4263500% |  | 2016
GMP | Rutland City | Solar | Net-Metering | 6 | Active | 4263500% |  | 2016
GMP | Clarendon | Solar | Net-Metering | 7.6 | Active | 4260500% |  | 2016
GMP | Fairfax | Solar | Net-Metering | 3.6 | Active | 4264100% |  | 2016
GMP | Poultney | Solar | Net-Metering | 11.4 | Active | 4258700% |  | 2016
GMP | Arlington | Solar | Net-Metering | 7.5 | Active | 4263900% |  | 2016
GMP | Bennington | Solar | Net-Metering | 3.6 | Active | 4264200% |  | 2016
GMP | Shaftsbury | Solar | Net-Metering | 4 | Active | 4262700% |  | 2016
GMP | Colchester | Solar | Net-Metering | 6 | Active | 4264300% |  | 2016
GMP | Waitsfield | Solar | Net-Metering | 7.6 | Active | 4258000% |  | 2016
GMP | Milton | Solar | Net-Metering | 6 | Active | 4258600% |  | 2016
GMP | Bristol | Solar | Net-Metering | 7.5 | Active | 4265000% |  | 2016
GMP | Waitsfield | Solar | Net-Metering | 7.6 | Active | 4259300% |  | 2016
GMP | Thetford | Solar | Net-Metering | 3.8 | Active | 4259400% |  | 2016
GMP | Thetford | Solar | Net-Metering | 5 | Active | 4257900% |  | 2016
GMP | Ferrisburgh | Solar | Net-Metering | 6 | Active | 4262900% |  | 2016
GMP | Newbury | Solar | Net-Metering | 3 | Active | 4257200% |  | 2016
GMP | Hartford | Solar | Net-Metering | 5 | Active | 4259400% |  | 2016
GMP | Williston | Solar | Net-Metering | 12 | Active | 4264200% |  | 2016
GMP | Milton | Solar | Net-Metering | 4.2 | Active | 4258600% |  | 2016
GMP | Worcester | Solar | Net-Metering | 5 | Active | 4263600% |  | 2016
GMP | Rutland City | Solar | Net-Metering | 11 | Active | 4270200% |  | 2016
GMP | Hartland | Solar | Net-Metering | 13.6 | Active | 4260000% |  | 2016
GMP | New Haven | Solar | Net-Metering | 7.6 | Active | 4260500% |  | 2016
GMP | New Haven | Solar | Net-Metering | 7.56 | Active | 4259800% |  | 2016
GMP | Bridgewater | Solar | Net-Metering | 10 | Active | 4260800% |  | 2016
GMP | Warren | Solar | Net-Metering | 5 | Active | 4263600% |  | 2016
GMP | Arlington | Solar | Net-Metering | 11.4 | Active | 4258700% |  | 2016
GMP | Hartland | Solar | Net-Metering | 5 | Active | 4257900% |  | 2016
GMP | Rutland Town | Solar | Net-Metering | 6 | Active | 4267800% |  | 2016
GMP | Colchester | Solar | Net-Metering | 6 | Active | 4260700% |  | 2016
GMP | Montpelier | Solar | Net-Metering | 3 | Active | 4263600% |  | 2016
GMP | Arlington | Solar | Net-Metering | 4.2 | Active | 4263900% |  | 2016
GMP | Jericho | Solar | Net-Metering | 5 | Active | 4280000% |  | 2017
GMP | Essex Junction | Solar | Net-Metering | 7.6 | Active | 4266200% |  | 2016
GMP | Georgia | Solar | Net-Metering | 6 | Active | 4270200% |  | 2016
GMP | Starksboro | Solar | Net-Metering | 5 | Active | 4264100% |  | 2016
GMP | Woodstock | Solar | Net-Metering | 5 | Active | 4269200% |  | 2016
GMP | Barnard | Solar | Net-Metering | 3.8 | Active | 4264200% |  | 2016
GMP | Barnard | Solar | Net-Metering | 7.6 | Active | 4272500% |  | 2016
GMP | Rutland City | Solar | Net-Metering | 3 | Active | 4261400% |  | 2016
GMP | Swanton | Solar | Net-Metering | 3 | Active | 4264300% |  | 2016
GMP | Barre City | Solar | Net-Metering | 6 | Active | 4263600% |  | 2016
GMP | St. Albans City | Solar | Net-Metering | 6 | Active | 4261400% |  | 2016
GMP | Bennington | Solar | Net-Metering | 7.6 | Active | 4263900% |  | 2016
GMP | Essex | Solar | Net-Metering | 3 | Active | 4264000% |  | 2016
GMP | Poultney | Solar | Net-Metering | 7.6 | Active | 4261100% |  | 2016
GMP | Jericho | Solar | Net-Metering | 6 | Active | 4266300% |  | 2016
GMP | Rutland Town | Solar | Net-Metering | 7.6 | Active | 4259300% |  | 2016
GMP | Middletown Springs | Solar | Net-Metering | 12.6 | Active | 4260100% |  | 2016
GMP | Milton | Solar | Net-Metering | 3 | Active | 4264900% |  | 2016
GMP | Bennington | Solar | Net-Metering | 12 | Active | 4267700% |  | 2016
GMP | Milton | Solar | Net-Metering | 6 | Active | 4258600% |  | 2016
GMP | Colchester | Solar | Net-Metering | 6 | Active | 4258400% |  | 2016
GMP | Milton | Solar | Net-Metering | 3 | Active | 4258600% |  | 2016
GMP | Cornwall | Solar | Net-Metering | 4 | Active | 4269700% |  | 2016
GMP | Waterford | Solar | Net-Metering | 7.6 | Active | 4258300% |  | 2016
GMP | Brandon | Solar | Net-Metering | 7.6 | Active | 4260800% |  | 2016
GMP | Rutland City | Solar | Net-Metering | 3.8 | Active | 4259700% |  | 2016
GMP | Fairfax | Solar | Net-Metering | 5 | Active | 4264100% |  | 2016
GMP | Richmond | Solar | Net-Metering | 9.6 | Active | 4260800% |  | 2016
GMP | Essex | Solar | Net-Metering | 3.6 | Active | 4264000% |  | 2016
GMP | Richmond | Solar | Net-Metering | 6 | Active | 4264300% |  | 2016
GMP | Barre City | Solar | Net-Metering | 3 | Active | 4263500% |  | 2016
GMP | Rutland City | Solar | Net-Metering | 6 | Active | 4267000% |  | 2016
GMP | Milton | Solar | Net-Metering | 3 | Active | 4260800% |  | 2016
GMP | Norwich | Solar | Net-Metering | 10 | Active | 4273300% |  | 2016
GMP | Brandon | Solar | Net-Metering | 15 | Active | 4267400% |  | 2016
GMP | Mendon | Solar | Net-Metering | 15 | Active | 4261500% |  | 2016
GMP | Castleton | Solar | Net-Metering | 15 | Active | 4260600% |  | 2016
GMP | Tunbridge | Solar | Net-Metering | 15 | Active | 4267400% |  | 2016
GMP | Bristol | Solar | Net-Metering | 8.12 | Active | 4262100% |  | 2016
GMP | Williamstown | Solar | Net-Metering | 3.8 | Active | 4262200% |  | 2016
GMP | Essex Junction | Solar | Net-Metering | 7.6 | Active | 4260100% |  | 2016
GMP | Weathersfield | Solar | Net-Metering | 11.4 | Active | 4259400% |  | 2016
GMP | Middlebury | Solar | Net-Metering | 7.6 | Active | 4264900% |  | 2016
GMP | Milton | Solar | Net-Metering | 6 | Active | 4258600% |  | 2016
GMP | Woodstock | Solar | Net-Metering | 15 | Active | 4269700% |  | 2016
GMP | Georgia | Solar | Net-Metering | 6 | Active | 4256900% |  | 2016
GMP | Hinesburg | Solar | Net-Metering | 6 | Active | 4259700% |  | 2016
GMP | Georgia | Solar | Net-Metering | 7.6 | Active | 4259300% |  | 2016
GMP | Fairfax | Solar | Net-Metering | 6 | Active | 4258700% |  | 2016
GMP | Cornwall | Solar | Net-Metering | 5 | Active | 4272000% |  | 2016
GMP | Jericho | Solar | Net-Metering | 7.6 | Active | 4261300% |  | 2016
GMP | Milton | Solar | Net-Metering | 6 | Active | 4259300% |  | 2016
GMP | Barre City | Solar | Net-Metering | 7.6 | Active | 4259900% |  | 2016
GMP | Ferrisburgh | Solar | Net-Metering | 5 | Active | 4262600% |  | 2016
GMP | St. Albans City | Solar | Net-Metering | 3.8 | Active | 4259800% |  | 2016
GMP | West Rutland | Solar | Net-Metering | 7.6 | Active | 4264900% |  | 2016
GMP | Middlebury | Solar | Net-Metering | 10 | Active | 4262000% |  | 2016
GMP | Sheldon | Solar | Net-Metering | 5 | Active | 4262000% |  | 2016
GMP | Ferrisburgh | Solar | Net-Metering | 3.8 | Active | 4263600% |  | 2016
GMP | Ferrisburgh | Solar | Net-Metering | 7.6 | Active | 4267500% |  | 2016
GMP | Weston | Solar | Net-Metering | 6 | Active | 4268900% |  | 2016
GMP | Montpelier | Solar | Net-Metering | 5 | Active | 4267000% |  | 2016
GMP | Clarendon | Solar | Net-Metering | 7.6 | Active | 4264900% |  | 2016
GMP | Essex Junction | Solar | Net-Metering | 3.8 | Active | 4258600% |  | 2016
GMP | Williston | Solar | Net-Metering | 6 | Active | 4262500% |  | 2016
GMP | Milton | Solar | Net-Metering | 3 | Active | 4264300% |  | 2016
GMP | Bennington | Solar | Net-Metering | 5 | Active | 4263900% |  | 2016
GMP | South Burlington | Solar | Net-Metering | 3 | Active | 4263900% |  | 2016
GMP | Starksboro | Solar | Net-Metering | 2.75 | Active | 4260600% |  | 2016
GMP | Shaftsbury | Solar | Net-Metering | 6 | Active | 4260700% |  | 2016
GMP | Windham | Solar | Net-Metering | 3.8 | Active | 4261900% |  | 2016
GMP | Milton | Solar | Net-Metering | 7.6 | Active | 4262000% |  | 2016
GMP | Windsor | Solar | Net-Metering | 3.8 | Active | 4262800% |  | 2016
GMP | Weybridge | Solar | Net-Metering | 5 | Active | 4263200% |  | 2016
GMP | Jericho | Solar | Net-Metering | 6 | Active | 4264000% |  | 2016
GMP | Barre City | Solar | Net-Metering | 6 | Active | 4267800% |  | 2016
GMP | Arlington | Solar | Net-Metering | 3 | Active | 4260700% |  | 2016
GMP | Swanton | Solar | Net-Metering | 6.6 | Active | 4264300% |  | 2016
GMP | Essex Junction | Solar | Net-Metering | 6 | Active | 4264000% |  | 2016
GMP | Williston | Solar | Net-Metering | 4.2 | Active | 4264200% |  | 2016
GMP | Rutland Town | Solar | Net-Metering | 12 | Active | 4263500% |  | 2016
GMP | Essex | Solar | Net-Metering | 8.2 | Active | 4264000% |  | 2016
GMP | Shelburne | Solar | Net-Metering | 4.2 | Active | 4263900% |  | 2016
GMP | Milton | Solar | Net-Metering | 3 | Active | 4257000% |  | 2016
GMP | Rutland City | Solar | Net-Metering | 7.6 | Active | 4259300% |  | 2016
GMP | Georgia | Solar | Net-Metering | 3 | Active | 4264300% |  | 2016
GMP | Essex | Solar | Net-Metering | 12 | Active | 4262800% |  | 2016
GMP | Hinesburg | Solar | Net-Metering | 8 | Active | 4260600% |  | 2016
GMP | Colchester | Solar | Net-Metering | 8.4 | Active | 4260700% |  | 2016
GMP | Essex | Solar | Net-Metering | 4.2 | Active | 4259000% |  | 2016
GMP | Cambridge | Solar | Net-Metering | 3.6 | Active | 4264000% |  | 2016
GMP | Vergennes | Solar | Net-Metering | 6 | Active | 4263600% |  | 2016
GMP | South Burlington | Solar | Net-Metering | 5 | Active | 4264100% |  | 2016
GMP | Rutland Town | Solar | Net-Metering | 3.6 | Active | 4270600% |  | 2016
GMP | Charlotte | Solar | Net-Metering | 3.6 | Active | 4266000% |  | 2016
GMP | Jericho | Solar | Net-Metering | 3.6 | Active | 4264200% |  | 2016
GMP | Rutland City | Solar | Net-Metering | 7.6 | Active | 4263500% |  | 2016
GMP | Winooski | Solar | Net-Metering | 7.6 | Active | 4266000% |  | 2016
GMP | Bolton | Solar | Net-Metering | 3.6 | Active | 4262500% |  | 2016
GMP | Barre City | Solar | Net-Metering | 3.6 | Active | 4263600% |  | 2016
GMP | Westford | Solar | Net-Metering | 37.8 | Active | 4263900% |  | 2016
GMP | Richmond | Solar | Net-Metering | 10.25 | Active | 4260800% |  | 2016
GMP | Brandon | Solar | Net-Metering | 14.7 | Active | 4261100% |  | 2016
GMP | Londonderry | Solar | Net-Metering | 12 | Active | 4263400% |  | 2016
GMP | Barnard | Solar | Net-Metering | 5 | Active | 4260100% |  | 2016
GMP | West Rutland | Solar | Net-Metering | 7.6 | Active | 4259700% |  | 2016
GMP | St. Albans City | Solar | Net-Metering | 5 | Active | 4263300% |  | 2016
GMP | South Burlington | Solar | Net-Metering | 5 | Active | 4262600% |  | 2016
GMP | Hartland | Solar | Net-Metering | 5 | Active | 4262800% |  | 2016
GMP | Charlotte | Solar | Net-Metering | 5 | Active | 4264200% |  | 2016
GMP | Ferrisburgh | Solar | Net-Metering | 10 | Active | 4261400% |  | 2016
GMP | Essex Junction | Solar | Net-Metering | 6 | Active | 4261100% |  | 2016
GMP | Richmond | Solar | Net-Metering | 5 | Active | 4260800% |  | 2016
GMP | Peacham | Solar | Net-Metering | 7.6 | Active | 4261400% |  | 2016
GMP | St. Albans City | Solar | Net-Metering | 3 | Active | 4261200% |  | 2016
GMP | Shelburne | Solar | Net-Metering | 5 | Active | 4261500% |  | 2016
GMP | Ludlow | Solar | Net-Metering | 5 | Active | 4260700% |  | 2016
GMP | Waterbury | Solar | Net-Metering | 6 | Active | 4265400% |  | 2016
GMP | Tinmouth | Solar | Net-Metering | 1.5 | Active | 4264000% |  | 2016
GMP | Halifax | Solar | Net-Metering | 5 | Active | 4261400% |  | 2016
GMP | St. Albans City | Solar | Net-Metering | 3.6 | Active | 4266200% |  | 2016
GMP | Norwich | Solar | Net-Metering | 5 | Active | 4263500% |  | 2016
GMP | Shelburne | Solar | Net-Metering | 8.2 | Active | 4263900% |  | 2016
GMP | Rutland Town | Solar | Net-Metering | 9.6 | Active | 4260600% |  | 2016
GMP | Jericho | Solar | Net-Metering | 6 | Active | 4261300% |  | 2016
GMP | Milton | Solar | Net-Metering | 3 | Active | 4262600% |  | 2016
GMP | Salisbury | Solar | Net-Metering | 11.4 | Active | 4268100% |  | 2016
GMP | St. Albans City | Solar | Net-Metering | 10 | Active | 4264800% |  | 2016
GMP | Lincoln | Solar | Net-Metering | 6 | Active | 4272000% |  | 2016
GMP | Randolph | Solar | Net-Metering | 10 | Active | 4263300% |  | 2016
GMP | Middlebury | Solar | Net-Metering | 7.6 | Active | 4266100% |  | 2016
GMP | Milton | Solar | Net-Metering | 6 | Active | 4262000% |  | 2016
GMP | Shaftsbury | Solar | Net-Metering | 5 | Active | 4260700% |  | 2016
GMP | Poultney | Solar | Net-Metering | 3.8 | Active | 4261100% |  | 2016
GMP | Thetford | Solar | Net-Metering | 3.8 | Active | 4259400% |  | 2016
GMP | Rutland City | Solar | Net-Metering | 7.6 | Active | 4266800% |  | 2016
GMP | Norwich | Solar | Net-Metering | 2.24 | Active | 4273200% |  | 2016
GMP | Pownal | Solar | Net-Metering | 3 | Active | 4264600% |  | 2016
GMP | Huntington | Solar | Net-Metering | 8.2 | Active | 4261200% |  | 2016
GMP | Barre City | Solar | Net-Metering | 6 | Active | 4265600% |  | 2016
GMP | Waltham | Solar | Net-Metering | 12 | Active | 4268400% |  | 2016
GMP | Barre City | Solar | Net-Metering | 5 | Active | 4260700% |  | 2016
GMP | Barre City | Solar | Net-Metering | 3 | Active | 4263500% |  | 2016
GMP | St. Albans City | Solar | Net-Metering | 3 | Active | 4263600% |  | 2016
GMP | Rutland City | Solar | Net-Metering | 53 | Active | 4300600% |  | 2017
GMP | Lincoln | Solar | Net-Metering | 5 | Active | 4262000% |  | 2016
GMP | Colchester | Solar | Net-Metering | 6 | Active | 4266000% |  | 2016
GMP | Putney | Solar | Net-Metering | 2.85 | Active | 4111600% |  | 2012
GMP | St. Albans City | Solar | Net-Metering | 7.6 | Active | 4264300% |  | 2016
GMP | Berlin | Solar | Net-Metering | 7.8 | Active | 4262200% |  | 2016
GMP | Springfield | Solar | Net-Metering | 5 | Active | 4265500% |  | 2016
GMP | West Windsor | Solar | Net-Metering | 10 | Active | 4266300% |  | 2016
GMP | Shelburne | Solar | Net-Metering | 5 | Active | 4274000% |  | 2017
GMP | South Burlington | Solar | Net-Metering | 14.2 | Active | 4271600% |  | 2016
GMP | Middlebury | Solar | Net-Metering | 5 | Active | 4267400% |  | 2016
GMP | East Montpelier | Solar | Net-Metering | 3.8 | Active | 4260700% |  | 2016
GMP | Milton | Solar | Net-Metering | 3 | Active | 4264300% |  | 2016
GMP | Georgia | Solar | Net-Metering | 10.2 | Active | 4265600% |  | 2016
GMP | St. Albans City | Solar | Net-Metering | 5 | Active | 4261200% |  | 2016
GMP | Rutland Town | Solar | Net-Metering | 7.6 | Active | 4257200% |  | 2016
GMP | Barre City | Solar | Net-Metering | 11.4 | Active | 4260800% |  | 2016
GMP | South Burlington | Solar | Net-Metering | 3.8 | Active | 4264100% |  | 2016
GMP | Rutland City | Solar | Net-Metering | 4.2 | Active | 4263500% |  | 2016
GMP | Barre City | Solar | Net-Metering | 7.5 | Active | 4267800% |  | 2016
GMP | Essex | Solar | Net-Metering | 5 | Active | 4264000% |  | 2016
GMP | Bennington | Solar | Net-Metering | 3 | Active | 4261300% |  | 2016
GMP | Barre City | Solar | Net-Metering | 7.5 | Active | 4263500% |  | 2016
GMP | South Burlington | Solar | Net-Metering | 7.6 | Active | 4261300% |  | 2016
GMP | Brattleboro | Solar | Net-Metering | 34.2 | Active | 4273100% |  | 2016
GMP | Brattleboro | Solar | Net-Metering | 8.2 | Active | 4264800% |  | 2016
GMP | Bennington | Solar | Net-Metering | 7.5 | Active | 4264700% |  | 2016
GMP | Shelburne | Solar | Net-Metering | 12 | Active | 4274000% |  | 2017
GMP | Rutland City | Solar | Net-Metering | 7.6 | Active | 4261100% |  | 2016
GMP | St. Albans City | Solar | Net-Metering | 5 | Active | 4264300% |  | 2016
GMP | Colchester | Solar | Net-Metering | 3 | Active | 4266100% |  | 2016
GMP | Georgia | Solar | Net-Metering | 5 | Active | 4264300% |  | 2016
GMP | Fairfax | Solar | Net-Metering | 6 | Active | 4264100% |  | 2016
GMP | Danby | Solar | Net-Metering | 7.6 | Active | 4255800% |  | 2016
GMP | Barnard | Solar | Net-Metering | 5 | Active | 4260000% |  | 2016
GMP | St. Albans City | Solar | Net-Metering | 3.6 | Active | 4269700% |  | 2016
GMP | Colchester | Solar | Net-Metering | 3 | Active | 4263900% |  | 2016
GMP | Richmond | Solar | Net-Metering | 3.6 | Active | 4264300% |  | 2016
GMP | Barre City | Solar | Net-Metering | 9 | Active | 4267800% |  | 2016
GMP | Bennington | Solar | Net-Metering | 4.2 | Active | 4261300% |  | 2016
GMP | Jericho | Solar | Net-Metering | 5 | Active | 4264200% |  | 2016
GMP | St. Albans City | Solar | Net-Metering | 3 | Active | 4266200% |  | 2016
GMP | Barre City | Solar | Net-Metering | 6 | Active | 4262000% |  | 2016
GMP | Rutland City | Solar | Net-Metering | 10 | Active | 4273200% |  | 2016
GMP | Williston | Solar | Net-Metering | 4.2 | Active | 4266300% |  | 2016
GMP | Rutland City | Solar | Net-Metering | 7.6 | Active | 4272600% |  | 2016
GMP | Berlin | Solar | Net-Metering | 6 | Active | 4268200% |  | 2016
GMP | St. Albans City | Solar | Net-Metering | 3.6 | Active | 4264900% |  | 2016
GMP | Essex | Solar | Net-Metering | 7.6 | Active | 4264000% |  | 2016
GMP | Bristol | Solar | Net-Metering | 5 | Active | 4266900% |  | 2016
GMP | Cornwall | Solar | Net-Metering | 6 | Active | 4266300% |  | 2016
GMP | Berlin | Solar | Net-Metering | 4.2 | Active | 4265700% |  | 2016
GMP | Jericho | Solar | Net-Metering | 3.6 | Active | 4264700% |  | 2016
GMP | Fletcher | Solar | Net-Metering | 5 | Active | 4276000% |  | 2017
GMP | Bridgewater | Solar | Net-Metering | 10 | Active | 4263900% |  | 2016
GMP | South Burlington | Solar | Net-Metering | 5 | Active | 4265700% |  | 2016
GMP | Shaftsbury | Solar | Net-Metering | 6 | Active | 4264900% |  | 2016
GMP | Rutland Town | Solar | Net-Metering | 3 | Active | 4264000% |  | 2016
GMP | Sunderland | Solar | Net-Metering | 50 | Active | 4273200% |  | 2016
GMP | Putney | Solar | Net-Metering | 7.6 | Active | 4263400% |  | 2016
GMP | Jericho | Solar | Net-Metering | 4.2 | Active | 4269700% |  | 2016
GMP | waitsfield | Solar | Net-Metering | 15.14 | Active | 4271100% |  | 2016
GMP | Essex Junction | Solar | Net-Metering | 6.6 | Active | 4264000% |  | 2016
GMP | Barre City | Solar | Net-Metering | 6 | Active | 4261300% |  | 2016
GMP | Vergennes | Solar | Net-Metering | 6 | Active | 4270200% |  | 2016
GMP | Proctor | Solar | Net-Metering | 6 | Active | 4261500% |  | 2016
GMP | Hinesburg | Solar | Net-Metering | 3 | Active | 4264100% |  | 2016
GMP | St. Albans City | Solar | Net-Metering | 3 | Active | 4264900% |  | 2016
GMP | St. Albans City | Solar | Net-Metering | 6 | Active | 4264300% |  | 2016
GMP | Tunbridge | Solar | Net-Metering | 3.8 | Active | 4261200% |  | 2016
GMP | Norwich | Solar | Net-Metering | 15 | Active | 4257900% |  | 2016
GMP | Granville | Solar | Net-Metering | 7.6 | Active | 4265600% |  | 2016
GMP | Ferrisburgh | Solar | Net-Metering | 6 | Active | 4262600% |  | 2016
GMP | Milton | Solar | Net-Metering | 7.6 | Active | 4263300% |  | 2016
GMP | Essex | Solar | Net-Metering | 28.4 | Active | 4300300% |  | 2017
GMP | Shelburne | Solar | Net-Metering | 3 | Active | 4262600% |  | 2016
GMP | Ferrisburgh | Solar | Net-Metering | 3.8 | Active | 4267500% |  | 2016
GMP | Hinesburg | Solar | Net-Metering | 6 | Active | 4259700% |  | 2016
GMP | Williston | Solar | Net-Metering | 99.9 | Active | 4271000% |  | 2016
GMP | Winooski | Solar | Net-Metering | 144 | Active | 4300500% |  | 2017
GMP | Hinesburg | Solar | Net-Metering | 3 | Active | 4265000% |  | 2016
GMP | Milton | Solar | Net-Metering | 5 | Active | 4272300% |  | 2016
GMP | Norwich | Solar | Net-Metering | 3.8 | Active | 4264900% |  | 2016
GMP | Colchester | Solar | Net-Metering | 5 | Active | 4264300% |  | 2016
GMP | Middlebury | Solar | Net-Metering | 3 | Active | 4266400% |  | 2016
GMP | Mendon | Solar | Net-Metering | 6 | Active | 4270300% |  | 2016
GMP | Essex Junction | Solar | Net-Metering | 6 | Active | 4262900% |  | 2016
GMP | Waterbury | Solar | Net-Metering | 135 | Active | 4281700% |  | 2017
GMP | Hartford | Solar | Net-Metering | 42 | Active | 4291600% |  | 2017
GMP | Williston | Solar | Net-Metering | 150 | Active | 4285100% |  | 2017
GMP | St. Albans City | Solar | Net-Metering | 132.3 | Active | 4301100% |  | 2017
GMP | Colchester | Solar | Net-Metering | 88.3 | Active | 4289500% |  | 2017
GMP | Pittsford | Solar | Net-Metering | 10 | Active | 4266700% |  | 2016
GMP | St. Johnsbury | Solar | Net-Metering | 11.4 | Active | 4262500% |  | 2016
GMP | Plymouth | Solar | Net-Metering | 60 | Active | 4296900% |  | 2017
GMP | Bakersfield | Solar | Net-Metering | 15 | Active | 4262700% |  | 2016
GMP | Fairlee | Solar | Net-Metering | 13.6 | Active | 4267400% |  | 2016
GMP | Charlotte | Solar | Net-Metering | 5 | Active | 4264600% |  | 2016
GMP | Williston | Solar | Net-Metering | 3 | Active | 4266300% |  | 2016
GMP | Waitsfield | Solar | Net-Metering | 3 | Active | 4262800% |  | 2016
GMP | St. Albans City | Solar | Net-Metering | 4.2 | Active | 4261400% |  | 2016
GMP | Pawlet | Solar | Net-Metering | 5.12 | Active | 4270300% |  | 2016
GMP | Swanton | Solar | Net-Metering | 6 | Active | 4264300% |  | 2016
GMP | Winhall | Solar | Net-Metering | 6 | Active | 4275300% |  | 2017
GMP | Barre City | Solar | Net-Metering | 3 | Active | 4263600% |  | 2016
GMP | Londonderry | Solar | Net-Metering | 8 | Active | 4260800% |  | 2016
GMP | Rutland City | Solar | Net-Metering | 6 | Active | 4269200% |  | 2016
GMP | Jericho | Solar | Net-Metering | 11.4 | Active | 4264200% |  | 2016
GMP | Colchester | Solar | Net-Metering | 133.2 | Active | 4272000% |  | 2016
GMP | Colchester | Solar | Net-Metering | 66.6 | Active | 4272000% |  | 2016
GMP | Springfield | Solar | Net-Metering | 100 | Active | 4272500% |  | 2016
GMP | Plainfield | Solar | Net-Metering | 16.4 | Active | 4273100% |  | 2016
GMP | Colchester | Solar | Net-Metering | 7.6 | Active | 4262500% |  | 2016
GMP | Charlotte | Solar | Net-Metering | 4 | Active | 4262900% |  | 2016
GMP | Halifax | Solar | Net-Metering | 7.5 | Active | 4268900% |  | 2016
GMP | Cornwall | Solar | Net-Metering | 3 | Active | 4266300% |  | 2016
GMP | Randolph | Solar | Net-Metering | 10 | Active | 4262200% |  | 2016
GMP | Pownal | Solar | Net-Metering | 3.84 | Active | 4263900% |  | 2016
GMP | Thetford | Solar | Net-Metering | 7.6 | Active | 4264700% |  | 2016
GMP | Milton | Solar | Net-Metering | 7.6 | Active | 4263300% |  | 2016
GMP | Bolton | Solar | Net-Metering | 3.8 | Active | 4264300% |  | 2016
GMP | South Burlington | Solar | Net-Metering | 5 | Active | 4263900% |  | 2016
GMP | Essex Junction | Solar | Net-Metering | 5 | Active | 4261100% |  | 2016
GMP | Rochester | Solar | Net-Metering | 5 | Active | 4264000% |  | 2016
GMP | Brandon | Solar | Net-Metering | 7.6 | Active | 4264200% |  | 2016
GMP | South Burlington | Solar | Net-Metering | 6 | Active | 4266000% |  | 2016
GMP | Middlebury | Solar | Net-Metering | 7.5 | Active | 4272300% |  | 2016
GMP | Bennington | Solar | Net-Metering | 4.2 | Active | 4264700% |  | 2016
GMP | Rutland City | Solar | Net-Metering | 7.6 | Active | 4264000% |  | 2016
GMP | Hinesburg | Solar | Net-Metering | 7.6 | Active | 4264100% |  | 2016
GMP | Barre City | Solar | Net-Metering | 4.2 | Active | 4263500% |  | 2016
GMP | Milton | Solar | Net-Metering | 3.6 | Active | 4263900% |  | 2016
GMP | South Burlington | Solar | Net-Metering | 5 | Active | 4266000% |  | 2016
GMP | East Montpelier | Solar | Net-Metering | 3 | Active | 4265700% |  | 2016
GMP | Richmond | Solar | Net-Metering | 3.6 | Active | 4264400% |  | 2016
GMP | Barre City | Solar | Net-Metering | 3 | Active | 4263600% |  | 2016
GMP | Rutland Town | Solar | Net-Metering | 4.2 | Active | 4264000% |  | 2016
GMP | Essex Junction | Solar | Net-Metering | 6 | Active | 4261100% |  | 2016
GMP | Williston | Solar | Net-Metering | 7.5 | Active | 4271900% |  | 2016
GMP | Rutland City | Solar | Net-Metering | 7.6 | Active | 4264200% |  | 2016
GMP | Barre City | Solar | Net-Metering | 7.5 | Active | 4265600% |  | 2016
GMP | Bennington | Solar | Net-Metering | 7.6 | Active | 4276200% |  | 2017
GMP | Waterbury | Solar | Net-Metering | 50 | Active | 4271200% |  | 2016
GMP | Essex Junction | Solar | Net-Metering | 51 | Active | 4272500% |  | 2016
GMP | Winooski | Solar | Net-Metering | 42 | Active | 4273300% |  | 2016
GMP | Essex Junction | Solar | Net-Metering | 29 | Active | 4300700% |  | 2017
GMP | Cambridge | Solar | Net-Metering | 7.6 | Active | 4265600% |  | 2016
GMP | Williston | Solar | Net-Metering | 10.6 | Active | 4266300% |  | 2016
GMP | Randolph | Solar | Net-Metering | 14.6 | Active | 4265600% |  | 2016
GMP | Middlebury | Solar | Net-Metering | 3 | Active | 4269000% |  | 2016
GMP | Colchester | Solar | Net-Metering | 11 | Active | 4269200% |  | 2016
GMP | Milton | Solar | Net-Metering | 3 | Active | 4265700% |  | 2016
GMP | Milton | Solar | Net-Metering | 3 | Active | 4264300% |  | 2016
GMP | Bennington | Solar | Net-Metering | 4.2 | Active | 4261300% |  | 2016
GMP | Middlebury | Solar | Net-Metering | 4.2 | Active | 4266700% |  | 2016
GMP | Tinmouth | Solar | Net-Metering | 7.6 | Active | 4268100% |  | 2016
GMP | Newbury | Solar | Net-Metering | 11.4 | Active | 4266000% |  | 2016
GMP | Monkton | Solar | Net-Metering | 15 | Active | 4271300% |  | 2016
GMP | Rutland Town | Solar | Net-Metering | 10 | Active | 4270300% |  | 2016
GMP | Waitsfield | Solar | Net-Metering | 15 | Active | 4267400% |  | 2016
GMP | Brandon | Solar | Net-Metering | 6 | Active | 4272300% |  | 2016
GMP | Shelburne | Solar | Net-Metering | 7.6 | Active | 4264700% |  | 2016
GMP | Sudbury | Solar | Net-Metering | 5 | Active | 4275500% |  | 2017
GMP | Bristol | Solar | Net-Metering | 7.6 | Active | 4266100% |  | 2016
GMP | South Burlington | Solar | Net-Metering | 4.5 | Active | 4262700% |  | 2016
GMP | Rutland Town | Solar | Net-Metering | 7.6 | Active | 4273400% |  | 2016
GMP | St. Albans City | Solar | Net-Metering | 5.5 | Active | 4263300% |  | 2016
GMP | Milton | Solar | Net-Metering | 15 | Active | 4265700% |  | 2016
GMP | Bristol | Solar | Net-Metering | 3 | Active | 4263900% |  | 2016
GMP | Jericho | Solar | Net-Metering | 4.2 | Active | 4266300% |  | 2016
GMP | Barre City | Solar | Net-Metering | 8 | Active | 4265600% |  | 2016
GMP | Jericho | Solar | Net-Metering | 7.6 | Active | 4266300% |  | 2016
GMP | Brattleboro | Solar | Net-Metering | 7.6 | Active | 4267400% |  | 2016
GMP | Middlebury | Solar | Net-Metering | 3 | Active | 4266800% |  | 2016
GMP | Milton | Solar | Net-Metering | 7.6 | Active | 4269200% |  | 2016
GMP | Pownal | Solar | Net-Metering | 5 | Active | 4266100% |  | 2016
GMP | Middlebury | Solar | Net-Metering | 3 | Active | 4266100% |  | 2016
GMP | Milton | Solar | Net-Metering | 7.6 | Active | 4276000% |  | 2017
GMP | Bridport | Solar | Net-Metering | 6 | Active | 4266300% |  | 2016
GMP | St. Albans City | Solar | Net-Metering | 3 | Active | 4266400% |  | 2016
GMP | Rutland Town | Solar | Net-Metering | 12 | Active | 4267100% |  | 2016
GMP | Thetford | Solar | Net-Metering | 5 | Active | 4268900% |  | 2016
GMP | Milton | Solar | Net-Metering | 88 | Active | 4283000% |  | 2017
GMP | Rutland City | Solar | Net-Metering | 7.6 | Active | 4261500% |  | 2016
GMP | Bethel | Solar | Net-Metering | 10 | Active | 4263200% |  | 2016
GMP | Montpelier | Solar | Net-Metering | 3 | Active | 4266000% |  | 2016
GMP | Barre City | Solar | Net-Metering | 12 | Active | 4269700% |  | 2016
GMP | Shrewsbury | Solar | Net-Metering | 10 | Active | 4264200% |  | 2016
GMP | Hinesburg | Solar | Net-Metering | 3 | Active | 4266300% |  | 2016
GMP | Cambridge | Solar | Net-Metering | 3 | Active | 4267700% |  | 2016
GMP | Milton | Solar | Net-Metering | 7.5 | Active | 4266100% |  | 2016
GMP | Milton | Solar | Net-Metering | 11 | Active | 4265700% |  | 2016
GMP | St. Albans City | Solar | Net-Metering | 15 | Active | 4287000% |  | 2017
GMP | New Haven | Solar | Net-Metering | 15 | Active | 4271300% |  | 2016
GMP | Bridgewater | Solar | Net-Metering | 7.6 | Active | 4266300% |  | 2016
GMP | Cornwall | Solar | Net-Metering | 10 | Active | 4266800% |  | 2016
GMP | Hinesburg | Solar | Net-Metering | 3 | Active | 4266300% |  | 2016
GMP | Georgia | Solar | Net-Metering | 3.6 | Active | 4266200% |  | 2016
GMP | Milton | Solar | Net-Metering | 3.6 | Active | 4266900% |  | 2016
GMP | St. Albans City | Solar | Net-Metering | 7.5 | Active | 4266700% |  | 2016
GMP | Williston | Solar | Net-Metering | 6 | Active | 4265400% |  | 2016
GMP | Jericho | Solar | Net-Metering | 7.6 | Active | 4266900% |  | 2016
GMP | Newfane | Solar | Net-Metering | 13.6 | Active | 4266000% |  | 2016
GMP | Fairfax | Solar | Net-Metering | 8.4 | Active | 4266800% |  | 2016
GMP | Barre City | Solar | Net-Metering | 6 | Active | 4265700% |  | 2016
GMP | Pittsford | Solar | Net-Metering | 7.6 | Active | 4262500% |  | 2016
GMP | Proctor | Solar | Net-Metering | 14.6 | Active | 4266700% |  | 2016
GMP | Jericho | Solar | Net-Metering | 3 | Active | 4266300% |  | 2016
GMP | Danby | Solar | Net-Metering | 9.6 | Active | 4264800% |  | 2016
GMP | Richmond | Solar | Net-Metering | 7.6 | Active | 4266200% |  | 2016
GMP | Middlebury | Solar | Net-Metering | 3.6 | Active | 4264300% |  | 2016
GMP | Rutland Town | Solar | Net-Metering | 4.2 | Active | 4267000% |  | 2016
GMP | Essex | Solar | Net-Metering | 3 | Active | 4266200% |  | 2016
GMP | Essex | Solar | Net-Metering | 10.2 | Active | 4264000% |  | 2016
GMP | Jericho | Solar | Net-Metering | 11.4 | Active | 4266800% |  | 2016
GMP | New Haven | Solar | Net-Metering | 7.6 | Active | 4269000% |  | 2016
GMP | West Fairlee | Solar | Net-Metering | 3 | Active | 4265300% |  | 2016
GMP | Jericho | Solar | Net-Metering | 6 | Active | 4266300% |  | 2016
GMP | Essex | Solar | Net-Metering | 10 | Active | 4272600% |  | 2016
GMP | Weybridge | Solar | Net-Metering | 7.6 | Active | 4266000% |  | 2016
GMP | Waitsfield | Solar | Net-Metering | 5 | Active | 4267500% |  | 2016
GMP | Berlin | Solar | Net-Metering | 6 | Active | 4265700% |  | 2016
GMP | Milton | Solar | Net-Metering | 3 | Active | 4264300% |  | 2016
GMP | Duxbury | Solar | Net-Metering | 5 | Active | 4264800% |  | 2016
GMP | Warren | Solar | Net-Metering | 7.6 | Active | 4266300% |  | 2016
GMP | Essex Junction | Solar | Net-Metering | 7.6 | Active | 4267500% |  | 2016
GMP | Sharon | Solar | Net-Metering | 10 | Active | 4264300% |  | 2016
GMP | Warren | Solar | Net-Metering | 3.8 | Active | 4271100% |  | 2016
GMP | Bolton | Solar | Net-Metering | 10 | Active | 4266200% |  | 2016
GMP | Springfield | Solar | Net-Metering | 10 | Active | 4263400% |  | 2016
GMP | Essex | Solar | Net-Metering | 3 | Active | 4266200% |  | 2016
GMP | Sandgate | Solar | Net-Metering | 6 | Active | 4266100% |  | 2016
GMP | Moretown | Solar | Net-Metering | 7.75 | Active | 4263600% |  | 2016
GMP | Georgia | Solar | Net-Metering | 6 | Active | 4268400% |  | 2016
GMP | Stamford | Solar | Net-Metering | 3 | Active | 4266100% |  | 2016
GMP | Rutland City | Solar | Net-Metering | 3 | Active | 4266800% |  | 2016
GMP | Bennington | Solar | Net-Metering | 7.5 | Active | 4271200% |  | 2016
GMP | Jericho | Solar | Net-Metering | 5 | Active | 4264700% |  | 2016
GMP | Ferrisburgh | Solar | Net-Metering | 3 | Active | 4280200% |  | 2017
GMP | Mendon | Solar | Net-Metering | 7.6 | Active | 4262800% |  | 2016
GMP | Shaftsbury | Solar | Net-Metering | 4.2 | Active | 4266200% |  | 2016
GMP | Essex Junction | Solar | Net-Metering | 5 | Active | 4266200% |  | 2016
GMP | Hinesburg | Solar | Net-Metering | 7.6 | Active | 4270300% |  | 2016
GMP | Essex | Solar | Net-Metering | 5 | Active | 4265700% |  | 2016
GMP | Woodstock | Solar | Net-Metering | 6 | Active | 4264700% |  | 2016
GMP | South Burlington | Solar | Net-Metering | 5 | Active | 4264900% |  | 2016
GMP | Bennington | Solar | Net-Metering | 7.6 | Active | 4262700% |  | 2016
GMP | Hinesburg | Solar | Net-Metering | 4.2 | Active | 4269200% |  | 2016
GMP | Waterbury | Solar | Net-Metering | 3 | Active | 4269700% |  | 2016
GMP | Essex | Solar | Net-Metering | 8.4 | Active | 4272300% |  | 2016
GMP | Essex | Solar | Net-Metering | 7.8 | Active | 4266200% |  | 2016
GMP | Fairfax | Solar | Net-Metering | 3.6 | Active | 4268900% |  | 2016
GMP | Vernon | Solar | Net-Metering | 3 | Active | 4266000% |  | 2016
GMP | Fletcher | Solar | Net-Metering | 3 | Active | 4266800% |  | 2016
GMP | Guilford | Solar | Net-Metering | 3 | Active | 4266200% |  | 2016
GMP | Middlebury | Solar | Net-Metering | 3 | Active | 4271900% |  | 2016
GMP | Fairfax | Solar | Net-Metering | 5 | Active | 4266800% |  | 2016
GMP | Barre City | Solar | Net-Metering | 12 | Active | 4265700% |  | 2016
GMP | Fairfax | Solar | Net-Metering | 3 | Active | 4267800% |  | 2016
GMP | Winooski | Solar | Net-Metering | 3 | Active | 4269200% |  | 2016
GMP | Norwich | Solar | Net-Metering | 12 | Active | 4267600% |  | 2016
GMP | Shoreham | Solar | Net-Metering | 6 | Active | 4270300% |  | 2016
GMP | Poultney | Solar | Net-Metering | 3.8 | Active | 4271600% |  | 2016
GMP | Waterbury | Solar | Net-Metering | 14 | Active | 4281700% |  | 2017
GMP | Hartland | Solar | Net-Metering | 15 | Active | 4275800% |  | 2017
GMP | Colchester | Solar | Net-Metering | 6 | Active | 4269000% |  | 2016
GMP | Barnard | Solar | Net-Metering | 3.8 | Active | 4265500% |  | 2016
GMP | Hartford | Solar | Net-Metering | 5 | Active | 4264900% |  | 2016
GMP | Woodstock | Solar | Net-Metering | 10 | Active | 4265500% |  | 2016
GMP | Williston | Solar | Net-Metering | 5 | Active | 4266300% |  | 2016
GMP | Jericho | Solar | Net-Metering | 5 | Active | 4264700% |  | 2016
GMP | Barre City | Solar | Net-Metering | 3 | Active | 4266700% |  | 2016
GMP | Colchester | Solar | Net-Metering | 3.6 | Active | 4268400% |  | 2016
GMP | Georgia | Solar | Net-Metering | 3.6 | Active | 4266200% |  | 2016
GMP | South Burlington | Solar | Net-Metering | 10.6 | Active | 4263400% |  | 2016
GMP | Arlington | Solar | Net-Metering | 5 | Active | 4266100% |  | 2016
GMP | Middlebury | Solar | Net-Metering | 5 | Active | 4266200% |  | 2016
GMP | Essex | Solar | Net-Metering | 7.2 | Active | 4268300% |  | 2016
GMP | Barre City | Solar | Net-Metering | 7.6 | Active | 4268200% |  | 2016
GMP | Richmond | Solar | Net-Metering | 5 | Active | 4263200% |  | 2016
GMP | Rutland Town | Solar | Net-Metering | 7.6 | Active | 4263400% |  | 2016
GMP | Berlin | Solar | Net-Metering | 7.5 | Active | 4272500% |  | 2016
GMP | Windsor | Solar | Net-Metering | 7.6 | Active | 4273100% |  | 2016
GMP | Middletown Springs | Solar | Net-Metering | 6.4 | Active | 4270300% |  | 2016
GMP | Rutland Town | Solar | Net-Metering | 4 | Active | 4264000% |  | 2016
GMP | Rutland City | Solar | Net-Metering | 5.2 | Active | 4270300% |  | 2016
GMP | Middlebury | Solar | Net-Metering | 3 | Active | 4268100% |  | 2016
GMP | St. Albans City | Solar | Net-Metering | 7.5 | Active | 4266400% |  | 2016
GMP | St. Johnsbury | Solar | Net-Metering | 11.4 | Active | 4267000% |  | 2016
GMP | Huntington | Solar | Net-Metering | 5 | Active | 4268400% |  | 2016
GMP | Brandon | Solar | Net-Metering | 3.6 | Active | 4268100% |  | 2016
GMP | Essex Junction | Solar | Net-Metering | 6 | Active | 4268300% |  | 2016
GMP | Jericho | Solar | Net-Metering | 6 | Active | 4269700% |  | 2016
GMP | St. Albans City | Solar | Net-Metering | 3.8 | Active | 4266200% |  | 2016
GMP | South Burlington | Solar | Net-Metering | 7.6 | Active | 4267500% |  | 2016
GMP | Woodstock | Solar | Net-Metering | 5 | Active | 4266900% |  | 2016
GMP | Bennington | Solar | Net-Metering | 7.6 | Active | 4266200% |  | 2016
GMP | Bridgewater | Solar | Net-Metering | 3.8 | Active | 4264900% |  | 2016
GMP | Moretown | Solar | Net-Metering | 7.6 | Active | 4265600% |  | 2016
GMP | Vergennes | Solar | Net-Metering | 13.25 | Active | 4276600% |  | 2017
GMP | Vergennes | Solar | Net-Metering | 8.5 | Active | 4274000% |  | 2017
GMP | Middlesex | Solar | Net-Metering | 8.2 | Active | 4268400% |  | 2016
GMP | Bristol | Solar | Net-Metering | 5 | Active | 4267400% |  | 2016
GMP | Cambridge | Solar | Net-Metering | 3.64 | Active | 4268900% |  | 2016
GMP | Worcester | Solar | Net-Metering | 5 | Active | 4266700% |  | 2016
GMP | Rutland City | Solar | Net-Metering | 11.4 | Active | 4264900% |  | 2016
GMP | Barre City | Solar | Net-Metering | 5 | Active | 4268200% |  | 2016
GMP | Sheldon | Solar | Net-Metering | 8.2 | Active | 4266700% |  | 2016
GMP | Waterbury | Solar | Net-Metering | 7.5 | Active | 4264200% |  | 2016
GMP | Rutland City | Solar | Net-Metering | 99.9 | Active | 4307700% |  | 2017
GMP | Sunderland | Solar | Net-Metering | 4.2 | Active | 4267800% |  | 2016
GMP | Bradford | Solar | Net-Metering | 5 | Active | 4269200% |  | 2016
GMP | Shelburne | Solar | Net-Metering | 7.5 | Active | 4263900% |  | 2016
GMP | Richmond | Solar | Net-Metering | 3 | Active | 4266200% |  | 2016
GMP | Essex Junction | Solar | Net-Metering | 6 | Active | 4268800% |  | 2016
GMP | Montpelier | Solar | Net-Metering | 15 | Active | 4270400% |  | 2016
GMP | Strafford | Solar | Net-Metering | 3 | Active | 4266200% |  | 2016
GMP | Essex Junction | Solar | Net-Metering | 6 | Active | 4268400% |  | 2016
GMP | Shaftsbury | Solar | Net-Metering | 3 | Active | 4267600% |  | 2016
GMP | Bennington | Solar | Net-Metering | 4.2 | Active | 4266100% |  | 2016
GMP | Essex Junction | Solar | Net-Metering | 3.8 | Active | 4271900% |  | 2016
GMP | Norwich | Solar | Net-Metering | 10 | Active | 4269600% |  | 2016
GMP | Rutland City | Solar | Net-Metering | 4.2 | Active | 4269500% |  | 2016
GMP | Essex | Solar | Net-Metering | 6 | Active | 4268300% |  | 2016
GMP | Pownal | Solar | Net-Metering | 3.6 | Active | 4268300% |  | 2016
GMP | Charlotte | Solar | Net-Metering | 4.2 | Active | 4269100% |  | 2016
GMP | Georgia | Solar | Net-Metering | 8.2 | Active | 4269100% |  | 2016
GMP | Shaftsbury | Solar | Net-Metering | 6 | Active | 4270300% |  | 2016
GMP | St. Albans City | Solar | Net-Metering | 5 | Active | 4268400% |  | 2016
GMP | Barre City | Solar | Net-Metering | 6 | Active | 4266700% |  | 2016
GMP | Landgrove | Solar | Net-Metering | 11.4 | Active | 4270500% |  | 2016
GMP | Barre City | Solar | Net-Metering | 10 | Active | 4266400% |  | 2016
GMP | Stowe | Solar | Net-Metering | 10 | Active | 4272500% |  | 2016
GMP | Poultney | Solar | Net-Metering | 6 | Active | 4266800% |  | 2016
GMP | Barre City | Solar | Net-Metering | 6 | Active | 4267100% |  | 2016
GMP | Essex | Solar | Net-Metering | 10 | Active | 4268400% |  | 2016
GMP | Williston | Solar | Net-Metering | 6 | Active | 4290000% |  | 2017
GMP | Shaftsbury | Solar | Net-Metering | 5 | Active | 4267100% |  | 2016
GMP | Milton | Solar | Net-Metering | 3.6 | Active | 4265700% |  | 2016
GMP | Colchester | Solar | Net-Metering | 6 | Active | 4268900% |  | 2016
GMP | Essex | Solar | Net-Metering | 3 | Active | 4266200% |  | 2016
GMP | Readsboro | Solar | Net-Metering | 3 | Active | 4264900% |  | 2016
GMP | South Burlington | Solar | Net-Metering | 5.2 | Active | 4269200% |  | 2016
GMP | Pownal | Solar | Net-Metering | 6 | Active | 4265500% |  | 2016
GMP | Shelburne | Solar | Net-Metering | 4.2 | Active | 4268900% |  | 2016
GMP | Arlington | Solar | Net-Metering | 7.8 | Active | 4270300% |  | 2016
GMP | Jericho | Solar | Net-Metering | 7.6 | Active | 4269700% |  | 2016
GMP | Shrewsbury | Solar | Net-Metering | 5 | Active | 4266200% |  | 2016
GMP | Wallingford | Solar | Net-Metering | 5 | Active | 4271200% |  | 2016
GMP | Fairfax | Solar | Net-Metering | 3.6 | Active | 4270500% |  | 2016
GMP | Hartford | Solar | Net-Metering | 15 | Active | 4269100% |  | 2016
GMP | Huntington | Solar | Net-Metering | 10 | Active | 4266400% |  | 2016
GMP | Pittsford | Solar | Net-Metering | 14.6 | Active | 4271200% |  | 2016
GMP | Pownal | Solar | Net-Metering | 3 | Active | 4270200% |  | 2016
GMP | Shaftsbury | Solar | Net-Metering | 8.2 | Active | 4268800% |  | 2016
GMP | Williston | Solar | Net-Metering | 10 | Active | 4268200% |  | 2016
GMP | Colchester | Solar | Net-Metering | 8.2 | Active | 4271900% |  | 2016
GMP | Rutland Town | Solar | Net-Metering | 3.6 | Active | 4270300% |  | 2016
GMP | Hinesburg | Solar | Net-Metering | 14.2 | Active | 4269100% |  | 2016
GMP | Essex | Solar | Net-Metering | 8 | Active | 4269100% |  | 2016
GMP | Milton | Solar | Net-Metering | 7.6 | Active | 4269600% |  | 2016
GMP | Guilford | Solar | Net-Metering | 7.6 | Active | 4268300% |  | 2016
GMP | Milton | Solar | Net-Metering | 12 | Active | 4266900% |  | 2016
GMP | Norwich | Solar | Net-Metering | 5 | Active | 4268100% |  | 2016
GMP | Shrewsbury | Solar | Net-Metering | 5 | Active | 4264200% |  | 2016
GMP | Bennington | Solar | Net-Metering | 7.6 | Active | 4268100% |  | 2016
GMP | Barre City | Solar | Net-Metering | 10 | Active | 4269000% |  | 2016
GMP | Fayston | Solar | Net-Metering | 6 | Active | 4273300% |  | 2016
GMP | Vershire | Solar | Net-Metering | 5 | Active | 4296400% |  | 2017
GMP | Swanton | Solar | Net-Metering | 6 | Active | 4265700% |  | 2016
GMP | Bennington | Solar | Net-Metering | 3 | Active | 4268800% |  | 2016
GMP | Milton | Solar | Net-Metering | 7.2 | Active | 4271700% |  | 2016
GMP | Jericho | Solar | Net-Metering | 5 | Active | 4269700% |  | 2016
GMP | Rutland Town | Solar | Net-Metering | 3 | Active | 4270600% |  | 2016
GMP | Rutland Town | Solar | Net-Metering | 4.2 | Active | 4270600% |  | 2016
GMP | Middlesex | Solar | Net-Metering | 3 | Active | 4269100% |  | 2016
GMP | Newfane | Solar | Net-Metering | 3.8 | Active | 4266900% |  | 2016
GMP | Grafton | Solar | Net-Metering | 6 | Active | 4270200% |  | 2016
GMP | Hinesburg | Solar | Net-Metering | 6 | Active | 4266300% |  | 2016
GMP | Georgia | Solar | Net-Metering | 7.5 | Active | 4271600% |  | 2016
GMP | St. Albans City | Solar | Net-Metering | 3.6 | Active | 4269000% |  | 2016
GMP | Brattleboro | Solar | Net-Metering | 6 | Active | 4270300% |  | 2016
GMP | Jericho | Solar | Net-Metering | 4.2 | Active | 4269700% |  | 2016
GMP | Colchester | Solar | Net-Metering | 7.6 | Active | 4270600% |  | 2016
GMP | Shelburne | Solar | Net-Metering | 4.2 | Active | 4268900% |  | 2016
GMP | Addison | Solar | Net-Metering | 4.2 | Active | 4269200% |  | 2016
GMP | Milton | Solar | Net-Metering | 10 | Active | 4269600% |  | 2016
GMP | Bristol | Solar | Net-Metering | 7.6 | Active | 4268300% |  | 2016
GMP | Montpelier | Solar | Net-Metering | 11.4 | Active | 4271900% |  | 2016
GMP | Montpelier | Solar | Net-Metering | 11.4 | Active | 4270200% |  | 2016
GMP | Essex Junction | Solar | Net-Metering | 5 | Active | 4269200% |  | 2016
GMP | Milton | Solar | Net-Metering | 3.8 | Active | 4268400% |  | 2016
GMP | Williston | Solar | Net-Metering | 5 | Active | 4264200% |  | 2016
GMP | Springfield | Solar | Net-Metering | 7.6 | Active | 4266100% |  | 2016
GMP | Danville | Solar | Net-Metering | 6 | Active | 4266100% |  | 2016
GMP | Monkton | Solar | Net-Metering | 6 | Active | 4266300% |  | 2016
GMP | Bridport | Solar | Net-Metering | 11.4 | Active | 4267600% |  | 2016
GMP | Middlebury | Solar | Net-Metering | 3.6 | Active | 4266800% |  | 2016
GMP | Northfield | Solar | Net-Metering | 6 | Active | 4266900% |  | 2016
GMP | Milton | Solar | Net-Metering | 7.6 | Active | 4269200% |  | 2016
GMP | Essex Junction | Solar | Net-Metering | 74.6 | Active | 4285200% |  | 2017
GMP | Charlotte | Solar | Net-Metering | 80 | Active | 4273200% |  | 2016
GMP | Barre City | Solar | Net-Metering | 140 | Active | 4297100% |  | 2017
GMP | Williston | Solar | Net-Metering | 150 | Active | 4284000% |  | 2017
GMP | Williamstown | Solar | Net-Metering | 50 | Active | 4271000% |  | 2016
GMP | St. Albans City | Solar | Net-Metering | 148.4 | Active | 4297200% |  | 2017
GMP | Waitsfield | Solar | Net-Metering | 112.5 | Active | 4273300% |  | 2016
GMP | Brandon | Solar | Net-Metering | 149.9 | Active | 4268100% |  | 2016
GMP | Brandon | Solar | Net-Metering | 56 | Active | 4271200% |  | 2016
GMP | Rutland Town | Solar | Net-Metering | 31.4 | Active | 4274500% |  | 2017
GMP | South Burlington | Solar | Net-Metering | 85 | Active | 4274500% |  | 2017
GMP | Waitsfield | Solar | Net-Metering | 100 | Active | 4306900% |  | 2017
GMP | Brandon | Solar | Net-Metering | 60 | Active | 4293400% |  | 2017
GMP | Rutland City | Solar | Net-Metering | 20 | Active | 4307500% |  | 2017
GMP | Rutland City | Solar | Net-Metering | 133.2 | Active | 4363500% |  | 2019
GMP | Berlin | Solar | Net-Metering | 150 | Active | 4272100% |  | 2016
GMP | Cornwall | Solar | Net-Metering | 100 | Active | 4308300% |  | 2017
GMP | Ferrisburgh | Solar | Net-Metering | 5 | Active | 4287200% |  | 2017
GMP | Pomfret | Solar | Net-Metering | 2.5 | Active | 4266000% |  | 2016
GMP | Pittsford | Solar | Net-Metering | 15 | Active | 4270200% |  | 2016
GMP | Berlin | Solar | Net-Metering | 144 | Active | 4273200% |  | 2016
GMP | Shelburne | Solar | Net-Metering | 50.4 | Active | 4286700% |  | 2017
GMP | Rochester | Solar | Net-Metering | 3 | Active | 4291300% |  | 2017
GMP | Clarendon | Solar | Net-Metering | 10 | Active | 4294000% |  | 2017
GMP | Braintree | Solar | Net-Metering | 6 | Active | 4269200% |  | 2016
GMP | Springfield | Solar | Net-Metering | 3.8 | Active | 4267500% |  | 2016
GMP | Waterbury | Solar | Net-Metering | 10.9 | Active | 4266100% |  | 2016
GMP | Chester | Solar | Net-Metering | 6 | Active | 4273300% |  | 2016
GMP | Waterbury | Solar | Net-Metering | 37.8 | Active | 4281100% |  | 2017
GMP | Barre City | Solar | Net-Metering | 6 | Active | 4266400% |  | 2016
GMP | Essex Junction | Solar | Net-Metering | 6 | Active | 4267700% |  | 2016
GMP | Barnet | Solar | Net-Metering | 3.8 | Active | 4266000% |  | 2016
GMP | Middlebury | Solar | Net-Metering | 7.6 | Active | 4272000% |  | 2016
GMP | Bennington | Solar | Net-Metering | 8.25 | Active | 4268100% |  | 2016
GMP | St. Albans City | Solar | Net-Metering | 5.2 | Active | 4269000% |  | 2016
GMP | Rutland City | Solar | Net-Metering | 3 | Active | 4275400% |  | 2017
GMP | Barre City | Solar | Net-Metering | 4.2 | Active | 4276000% |  | 2017
GMP | Essex | Solar | Net-Metering | 3.6 | Active | 4269700% |  | 2016
GMP | Shaftsbury | Solar | Net-Metering | 8.2 | Active | 4268800% |  | 2016
GMP | Georgia | Solar | Net-Metering | 13.8 | Active | 4269600% |  | 2016
GMP | Milton | Solar | Net-Metering | 6 | Active | 4267700% |  | 2016
GMP | Jericho | Solar | Net-Metering | 10 | Active | 4267700% |  | 2016
GMP | Salisbury | Solar | Net-Metering | 68.4 | Active | 4306600% |  | 2017
GMP | Norwich | Solar | Net-Metering | 5 | Active | 4267800% |  | 2016
GMP | Pownal | Solar | Net-Metering | 3 | Active | 4264900% |  | 2016
GMP | Pittsford | Solar | Net-Metering | 10 | Active | 4270200% |  | 2016
GMP | Essex | Solar | Net-Metering | 8.2 | Active | 4271300% |  | 2016
GMP | Chittenden | Solar | Net-Metering | 7.6 | Active | 4271200% |  | 2016
GMP | Hinesburg | Solar | Net-Metering | 6 | Active | 4269200% |  | 2016
GMP | Charlotte | Solar | Net-Metering | 10 | Active | 4275500% |  | 2017
GMP | Barre City | Solar | Net-Metering | 3 | Active | 4268300% |  | 2016
GMP | Essex | Solar | Net-Metering | 11.4 | Active | 4269700% |  | 2016
GMP | Bakersfield | Solar | Net-Metering | 9.2 | Active | 4269000% |  | 2016
GMP | Shaftsbury | Solar | Net-Metering | 15 | Active | 4273900% |  | 2017
GMP | St. Albans City | Solar | Net-Metering | 5 | Active | 4271800% |  | 2016
GMP | Barre City | Solar | Net-Metering | 3 | Active | 4268300% |  | 2016
GMP | Colchester | Solar | Net-Metering | 3 | Active | 4268900% |  | 2016
GMP | Brattleboro | Solar | Net-Metering | 7.5 | Active | 4268300% |  | 2016
GMP | Bennington | Solar | Net-Metering | 10 | Active | 4271700% |  | 2016
GMP | Dorset | Solar | Net-Metering | 4.48 | Active | 4267100% |  | 2016
GMP | Wells | Solar | Net-Metering | 7.68 | Active | 4266800% |  | 2016
GMP | New Haven | Solar | Net-Metering | 8.75 | Active | 4269700% |  | 2016
GMP | Pittsford | Solar | Net-Metering | 3.6 | Active | 4270600% |  | 2016
GMP | Essex Junction | Solar | Net-Metering | 3 | Active | 4264900% |  | 2016
GMP | Milton | Solar | Net-Metering | 4.2 | Active | 4276500% |  | 2017
GMP | Hartland | Solar | Net-Metering | 5 | Active | 4308000% |  | 2017
GMP | Townshend | Solar | Net-Metering | 6 | Active | 4271100% |  | 2016
GMP | Brattleboro | Solar | Net-Metering | 7.6 | Active | 4267400% |  | 2016
GMP | Essex | Solar | Net-Metering | 6 | Active | 4271200% |  | 2016
GMP | Barre Town | Solar | Net-Metering | 3.6 | Active | 4269700% |  | 2016
GMP | Starksboro | Solar | Net-Metering | 3.75 | Active | 4273800% |  | 2017
GMP | Richmond | Solar | Net-Metering | 3 | Active | 4269100% |  | 2016
GMP | Hinesburg | Solar | Net-Metering | 15 | Active | 4269200% |  | 2016
GMP | Cambridge | Solar | Net-Metering | 5 | Active | 4268900% |  | 2016
GMP | Rutland City | Solar | Net-Metering | 3 | Active | 4270600% |  | 2016
GMP | Brattleboro | Solar | Net-Metering | 150 | Active | 4304700% |  | 2017
GMP | Charlotte | Solar | Net-Metering | 4.5 | Active | 4267600% |  | 2016
GMP | Middlebury | Solar | Net-Metering | 3 | Active | 4267700% |  | 2016
GMP | Randolph | Solar | Net-Metering | 57 | Active | 4271300% |  | 2016
GMP | Essex Junction | Solar | Net-Metering | 7.6 | Active | 4268400% |  | 2016
GMP | Warren | Solar | Net-Metering | 15 | Active | 4281100% |  | 2017
GMP | Shelburne | Solar | Net-Metering | 7.56 | Active | 4272600% |  | 2016
GMP | Shelburne | Solar | Net-Metering | 6 | Active | 4276200% |  | 2017
GMP | Barre City | Solar | Net-Metering | 6 | Active | 4268300% |  | 2016
GMP | Williston | Solar | Net-Metering | 6 | Active | 4278600% |  | 2017
GMP | Milton | Solar | Net-Metering | 5 | Active | 4271700% |  | 2016
GMP | Bennington | Solar | Net-Metering | 10 | Active | 4268300% |  | 2016
GMP | Ferrisburgh | Solar | Net-Metering | 9.8 | Active | 4270400% |  | 2016
GMP | Hinesburg | Solar | Net-Metering | 50 | Active | 4275800% |  | 2017
GMP | Pittsford | Solar | Net-Metering | 28.8 | Active | 4273100% |  | 2016
GMP | Proctor | Solar | Net-Metering | 5.2 | Active | 4269700% |  | 2016
GMP | Rutland City | Solar | Net-Metering | 6 | Active | 4270300% |  | 2016
GMP | Dummerston | Bio | Net-Metering | 142 | Active | 4382200% |  | 2019
GMP | Hinesburg | Solar | Net-Metering | 5.5 | Active | 4267600% |  | 2016
GMP | Middlebury | Solar | Net-Metering | 11 | Active | 4267000% |  | 2016
GMP | Shelburne | Solar | Net-Metering | 5 | Active | 4272300% |  | 2016
GMP | Hinesburg | Solar | Net-Metering | 9.2 | Active | 4269100% |  | 2016
GMP | Norwich | Solar | Net-Metering | 6 | Active | 4296400% |  | 2017
GMP | Georgia | Solar | Net-Metering | 8.2 | Active | 4272400% |  | 2016
GMP | Rutland Town | Solar | Net-Metering | 6 | Active | 4270400% |  | 2016
GMP | Vergennes | Solar | Net-Metering | 5 | Active | 4285300% |  | 2017
GMP | Colchester | Solar | Net-Metering | 3 | Active | 4269100% |  | 2016
GMP | Williston | Solar | Net-Metering | 7.6 | Active | 4269000% |  | 2016
GMP | St. Albans City | Solar | Net-Metering | 4.2 | Active | 4269700% |  | 2016
GMP | Milton | Solar | Net-Metering | 9 | Active | 4269600% |  | 2016
GMP | Danby | Solar | Net-Metering | 8.32 | Active | 4287800% |  | 2017
GMP | Pownal | Solar | Net-Metering | 6 | Active | 4270200% |  | 2016
GMP | South Burlington | Solar | Net-Metering | 6.6 | Active | 4269200% |  | 2016
GMP | Addison | Solar | Net-Metering | 6.5 | Active | 4271000% |  | 2016
GMP | Huntington | Solar | Net-Metering | 9 | Active | 4269000% |  | 2016
GMP | Essex | Solar | Net-Metering | 9 | Active | 4268300% |  | 2016
GMP | Richmond | Solar | Net-Metering | 5 | Active | 4269000% |  | 2016
GMP | Colchester | Solar | Net-Metering | 3.8 | Active | 4271900% |  | 2016
GMP | Essex | Solar | Net-Metering | 3.6 | Active | 4269100% |  | 2016
GMP | Royalton | Solar | Net-Metering | 7.6 | Active | 4269600% |  | 2016
GMP | Montpelier | Solar | Net-Metering | 3 | Active | 4273100% |  | 2016
GMP | Norwich | Solar | Net-Metering | 5 | Active | 4274500% |  | 2017
GMP | Essex | Solar | Net-Metering | 6 | Active | 4274800% |  | 2017
GMP | Bennington | Solar | Net-Metering | 15 | Active | 4276200% |  | 2017
GMP | Westford | Solar | Net-Metering | 6 | Active | 4274100% |  | 2017
GMP | Milton | Solar | Net-Metering | 14.8 | Active | 4271700% |  | 2016
GMP | Jericho | Solar | Net-Metering | 5 | Active | 4269700% |  | 2016
GMP | Bennington | Solar | Net-Metering | 7.6 | Active | 4270300% |  | 2016
GMP | Hinesburg | Solar | Net-Metering | 3 | Active | 4267600% |  | 2016
GMP | Milton | Solar | Net-Metering | 5 | Active | 4269600% |  | 2016
GMP | Barre City | Solar | Net-Metering | 15 | Active | 4272700% |  | 2016
GMP | Arlington | Solar | Net-Metering | 5 | Active | 4272400% |  | 2016
GMP | Bristol | Solar | Net-Metering | 3 | Active | 4272000% |  | 2016
GMP | Jericho | Solar | Net-Metering | 6.6 | Active | 4285300% |  | 2017
GMP | Arlington | Solar | Net-Metering | 6.75 | Active | 4268900% |  | 2016
GMP | Bennington | Solar | Net-Metering | 6 | Active | 4267700% |  | 2016
GMP | Williston | Solar | Net-Metering | 5 | Active | 4276500% |  | 2017
GMP | Reading | Solar | Net-Metering | 3.8 | Active | 4267500% |  | 2016
GMP | Windsor | Solar | Net-Metering | 7.6 | Active | 4276100% |  | 2017
GMP | Thetford | Solar | Net-Metering | 7.6 | Active | 4269100% |  | 2016
GMP | Springfield | Solar | Net-Metering | 6 | Active | 4286300% |  | 2017
GMP | Chester | Solar | Net-Metering | 7.6 | Active | 4268900% |  | 2016
GMP | Georgia | Solar | Net-Metering | 7.6 | Active | 4271900% |  | 2016
GMP | St. Albans City | Solar | Net-Metering | 6 | Active | 4271800% |  | 2016
GMP | Jericho | Solar | Net-Metering | 4.2 | Active | 4271700% |  | 2016
GMP | Cornwall | Solar | Net-Metering | 6 | Active | 4270300% |  | 2016
GMP | Rochester | Solar | Net-Metering | 15 | Active | 4268900% |  | 2016
GMP | St. Johnsbury | Solar | Net-Metering | 7 | Active | 4269200% |  | 2016
GMP | Milton | Solar | Net-Metering | 3 | Active | 4271700% |  | 2016
GMP | Pomfret | Solar | Net-Metering | 11.4 | Active | 4269600% |  | 2016
GMP | Essex | Solar | Net-Metering | 3 | Active | 4278600% |  | 2017
GMP | Essex | Solar | Net-Metering | 5 | Active | 4270600% |  | 2016
GMP | Rutland town | Solar | Net-Metering | 10 | Active | 4286500% |  | 2017
GMP | St. Albans City | Solar | Net-Metering | 3 | Active | 4271000% |  | 2016
GMP | St. Albans City | Solar | Net-Metering | 3 | Active | 4271000% |  | 2016
GMP | Middlebury | Solar | Net-Metering | 7.5 | Active | 4272300% |  | 2016
GMP | New Haven | Solar | Net-Metering | 3 | Active | 4275500% |  | 2017
GMP | Richmond | Solar | Net-Metering | 11.4 | Active | 4269600% |  | 2016
GMP | West Windsor | Solar | Net-Metering | 6 | Active | 4288600% |  | 2017
GMP | Moretown | Solar | Net-Metering | 5 | Active | 4269100% |  | 2016
GMP | West Windsor | Solar | Net-Metering | 5 | Active | 4271000% |  | 2016
GMP | Hinesburg | Solar | Net-Metering | 7.6 | Active | 4272300% |  | 2016
GMP | Monkton | Solar | Net-Metering | 6 | Active | 4269100% |  | 2016
GMP | Barre City | Solar | Net-Metering | 5 | Active | 4269700% |  | 2016
GMP | Thetford | Solar | Net-Metering | 7.6 | Active | 4274500% |  | 2017
GMP | Jericho | Solar | Net-Metering | 6 | Active | 4276000% |  | 2017
GMP | Hartford | Solar | Net-Metering | 7.6 | Active | 4271700% |  | 2016
GMP | Barre City | Solar | Net-Metering | 10.4 | Active | 4300300% |  | 2017
GMP | Shaftsbury | Solar | Net-Metering | 9.6 | Active | 4273900% |  | 2017
GMP | Essex Junction | Solar | Net-Metering | 6 | Active | 4269600% |  | 2016
GMP | Jericho | Solar | Net-Metering | 3.8 | Active | 4276500% |  | 2017
GMP | Norwich | Solar | Net-Metering | 7.6 | Active | 4292900% |  | 2017
GMP | St. Johnsbury | Solar | Net-Metering | 7.6 | Active | 4273300% |  | 2016
GMP | Brattleboro | Solar | Net-Metering | 3 | Active | 4271000% |  | 2016
GMP | Barnard | Solar | Net-Metering | 15 | Active | 4271700% |  | 2016
GMP | Norwich | Solar | Net-Metering | 6 | Active | 4270500% |  | 2016
GMP | Roxbury | Solar | Net-Metering | 15 | Active | 4273100% |  | 2016
GMP | New Haven | Solar | Net-Metering | 10 | Active | 4272300% |  | 2016
GMP | Underhill | Solar | Net-Metering | 3.8 | Active | 4289200% |  | 2017
GMP | Middlebury | Solar | Net-Metering | 6 | Active | 4273900% |  | 2017
GMP | Montpelier | Solar | Net-Metering | 5 | Active | 4292300% |  | 2017
GMP | Danville | Solar | Net-Metering | 7.6 | Active | 4287900% |  | 2017
GMP | Brandon | Solar | Net-Metering | 5 | Active | 4274500% |  | 2017
GMP | Waterbury | Solar | Net-Metering | 5 | Active | 4285200% |  | 2017
GMP | Barre City | Solar | Net-Metering | 7.6 | Active | 4271200% |  | 2016
GMP | Cavendish | Solar | Net-Metering | 5 | Active | 4301200% |  | 2017
GMP | Essex | Solar | Net-Metering | 3.8 | Active | 4271200% |  | 2016
GMP | Windsor | Solar | Net-Metering | 12.6 | Active | 4290500% |  | 2017
GMP | Milton | Solar | Net-Metering | 3.8 | Active | 4269600% |  | 2016
GMP | New Haven | Solar | Net-Metering | 10 | Active | 4285100% |  | 2017
GMP | Rutland City | Solar | Net-Metering | 11.4 | Active | 4273400% |  | 2016
GMP | Bridgewater | Solar | Net-Metering | 10 | Active | 4269100% |  | 2016
GMP | Danby | Solar | Net-Metering | 15 | Active | 4273800% |  | 2017
GMP | Cornwall | Solar | Net-Metering | 7.6 | Active | 4274100% |  | 2017
GMP | Georgia | Solar | Net-Metering | 13.4 | Active | 4270200% |  | 2016
GMP | Rutland City | Solar | Net-Metering | 7.6 | Active | 4270600% |  | 2016
GMP | Shaftsbury | Solar | Net-Metering | 8.13 | Active | 4267400% |  | 2016
GMP | Pomfret | Solar | Net-Metering | 3.8 | Active | 4296900% |  | 2017
GMP | Westford | Solar | Net-Metering | 3.8 | Active | 4273200% |  | 2016
GMP | Charlotte | Solar | Net-Metering | 17.6 | Active | 4271300% |  | 2016
GMP | Middlebury | Solar | Net-Metering | 7.6 | Active | 4271900% |  | 2016
GMP | Rutland Town | Solar | Net-Metering | 3.6 | Active | 4272600% |  | 2016
GMP | Roxbury | Solar | Net-Metering | 15 | Active | 4272500% |  | 2016
GMP | Roxbury | Solar | Net-Metering | 7.6 | Active | 4272500% |  | 2016
GMP | Monkton | Solar | Net-Metering | 4.2 | Active | 4289500% |  | 2017
GMP | Monkton | Solar | Net-Metering | 3.8 | Active | 4269000% |  | 2016
GMP | Landgrove | Solar | Net-Metering | 5.5 | Active | 4267000% |  | 2016
GMP | Rutland Town | Solar | Net-Metering | 10 | Active | 4284900% |  | 2017
GMP | Bethel | Solar | Net-Metering | 6 | Active | 4267400% |  | 2016
GMP | Westford | Solar | Net-Metering | 9.2 | Active | 4269000% |  | 2016
GMP | Essex | Solar | Net-Metering | 7.6 | Active | 4274800% |  | 2017
GMP | St. Albans City | Solar | Net-Metering | 7.6 | Active | 4271000% |  | 2016
GMP | Essex Junction | Solar | Net-Metering | 5 | Active | 4270500% |  | 2016
GMP | Plainfield | Solar | Net-Metering | 7.6 | Active | 4269700% |  | 2016
GMP | Fairfax | Solar | Net-Metering | 10 | Active | 4271600% |  | 2016
GMP | West Rutland | Solar | Net-Metering | 3 | Active | 4273400% |  | 2016
GMP | Weston | Solar | Net-Metering | 3.6 | Active | 4267400% |  | 2016
GMP | St. Albans City | Solar | Net-Metering | 11.4 | Active | 4269000% |  | 2016
GMP | Shelburne | Solar | Net-Metering | 7.6 | Active | 4272600% |  | 2016
GMP | Middlebury | Solar | Net-Metering | 7.5 | Active | 4274100% |  | 2017
GMP | Fairfax | Solar | Net-Metering | 5 | Active | 4271300% |  | 2016
GMP | South Burlington | Solar | Net-Metering | 6 | Active | 4270500% |  | 2016
GMP | Westminster | Solar | Net-Metering | 7.6 | Active | 4271700% |  | 2016
GMP | Montpelier | Solar | Net-Metering | 3 | Active | 4271200% |  | 2016
GMP | Milton | Solar | Net-Metering | 3 | Active | 4269200% |  | 2016
GMP | Underhill | Solar | Net-Metering | 3.6 | Active | 4274600% |  | 2017
GMP | Rutland City | Solar | Net-Metering | 3.6 | Active | 4271300% |  | 2016
GMP | Williston | Solar | Net-Metering | 6 | Active | 4274400% |  | 2017
GMP | Chester | Solar | Net-Metering | 10 | Active | 4289900% |  | 2017
GMP | Montpelier | Solar | Net-Metering | 5 | Active | 4272500% |  | 2016
GMP | Huntington | Solar | Net-Metering | 7.6 | Active | 4286400% |  | 2017
GMP | Jericho | Solar | Net-Metering | 3.8 | Active | 4285600% |  | 2017
GMP | Charlotte | Solar | Net-Metering | 10 | Active | 4294900% |  | 2017
GMP | Shelburne | Solar | Net-Metering | 11.4 | Active | 4285800% |  | 2017
GMP | Westminster | Solar | Net-Metering | 5 | Active | 4276600% |  | 2017
GMP | Brattleboro | Solar | Net-Metering | 5 | Active | 4283700% |  | 2017
GMP | Rockingham | Solar | Net-Metering | 7.6 | Active | 4280100% |  | 2017
GMP | Cornwall | Solar | Net-Metering | 5 | Active | 4275500% |  | 2017
GMP | Rutland City | Solar | Net-Metering | 3 | Active | 4272600% |  | 2016
GMP | South Burlington | Solar | Net-Metering | 3.8 | Active | 4268900% |  | 2016
GMP | Williston | Solar | Net-Metering | 6 | Active | 4270300% |  | 2016
GMP | South Burlington | Solar | Net-Metering | 3 | Active | 4271100% |  | 2016
GMP | Monkton | Solar | Net-Metering | 3.25 | Active | 4277300% |  | 2017
GMP | Georgia | Solar | Net-Metering | 11.4 | Active | 4272400% |  | 2016
GMP | Rutland City | Solar | Net-Metering | 7.6 | Active | 4280700% |  | 2017
GMP | Charlotte | Solar | Net-Metering | 7.6 | Active | 4285000% |  | 2017
GMP | Ferrisburgh | Solar | Net-Metering | 7.6 | Active | 4275500% |  | 2017
GMP | South Burlington | Solar | Net-Metering | 7.6 | Active | 4271700% |  | 2016
GMP | Jericho | Solar | Net-Metering | 10 | Active | 4271700% |  | 2016
GMP | Richmond | Solar | Net-Metering | 5 | Active | 4273800% |  | 2017
GMP | Colchester | Solar | Net-Metering | 5 | Active | 4275400% |  | 2017
GMP | Jericho | Solar | Net-Metering | 5 | Active | 4272500% |  | 2016
GMP | Charlotte | Solar | Net-Metering | 6 | Active | 4293700% |  | 2017
GMP | Jericho | Solar | Net-Metering | 6 | Active | 4272500% |  | 2016
GMP | New Haven | Solar | Net-Metering | 10 | Active | 4274000% |  | 2017
GMP | East Montpelier | Solar | Net-Metering | 5 | Active | 4271700% |  | 2016
GMP | Ludlow | Solar | Net-Metering | 6 | Active | 4271700% |  | 2016
GMP | Vergennes | Solar | Net-Metering | 5 | Active | 4273100% |  | 2016
GMP | Middletown Springs | Solar | Net-Metering | 6 | Active | 4283800% |  | 2017
GMP | Barre City | Solar | Net-Metering | 7.6 | Active | 4273300% |  | 2016
GMP | Colchester | Solar | Net-Metering | 5 | Active | 4272500% |  | 2016
GMP | Essex Junction | Solar | Net-Metering | 10 | Active | 4270500% |  | 2016
GMP | Waterbury | Solar | Net-Metering | 6 | Active | 4274000% |  | 2017
GMP | Lincoln | Solar | Net-Metering | 7.6 | Active | 4287100% |  | 2017
GMP | Windsor | Solar | Net-Metering | 10 | Active | 4271000% |  | 2016
GMP | Underhill | Solar | Net-Metering | 7.6 | Active | 4276100% |  | 2017
GMP | Ryegate | Solar | Net-Metering | 3.8 | Active | 4274000% |  | 2017
GMP | Colchester | Solar | Net-Metering | 10 | Active | 4275400% |  | 2017
GMP | Essex | Solar | Net-Metering | 6 | Active | 4269600% |  | 2016
GMP | Barre City | Solar | Net-Metering | 7.36 | Active | 4273800% |  | 2017
GMP | Rutland City | Solar | Net-Metering | 5 | Active | 4273400% |  | 2016
GMP | St. Albans City | Solar | Net-Metering | 6.6 | Active | 4272300% |  | 2016
GMP | Hartford | Solar | Net-Metering | 3 | Active | 4282800% |  | 2017
GMP | South Burlington | Solar | Net-Metering | 10 | Active | 4277200% |  | 2017
GMP | St. Albans City | Solar | Net-Metering | 7.6 | Active | 4271800% |  | 2016
GMP | New Haven | Solar | Net-Metering | 7 | Active | 4277600% |  | 2017
GMP | Woodstock | Solar | Net-Metering | 7.6 | Active | 4268900% |  | 2016
GMP | Shaftsbury | Solar | Net-Metering | 15 | Active | 4279000% |  | 2017
GMP | Norwich | Solar | Net-Metering | 5 | Active | 4267800% |  | 2016
GMP | Cornwall | Solar | Net-Metering | 5 | Active | 4285700% |  | 2017
GMP | Ferrisburgh | Solar | Net-Metering | 10 | Active | 4273400% |  | 2016
GMP | East Montpelier | Solar | Net-Metering | 6 | Active | 4286500% |  | 2017
GMP | Ferrisburgh | Solar | Net-Metering | 3.8 | Active | 4289900% |  | 2017
GMP | Charlotte | Solar | Net-Metering | 6 | Active | 4292900% |  | 2017
GMP | Northfield | Solar | Net-Metering | 7.6 | Active | 4302400% |  | 2017
GMP | Randolph | Solar | Net-Metering | 3 | Active | 4270400% |  | 2016
GMP | Brandon | Solar | Net-Metering | 5 | Active | 4277900% |  | 2017
GMP | Concord | Solar | Net-Metering | 6 | Active | 4278800% |  | 2017
GMP | Bradford | Solar | Net-Metering | 11.4 | Active | 4285600% |  | 2017
GMP | Waterbury | Solar | Net-Metering | 7.6 | Active | 4273100% |  | 2016
GMP | Barnet | Solar | Net-Metering | 5 | Active | 4293300% |  | 2017
GMP | Cavendish | Solar | Net-Metering | 10 | Active | 4301800% |  | 2017
GMP | Waitsfield | Solar | Net-Metering | 5 | Active | 4276000% |  | 2017
GMP | Windsor | Solar | Net-Metering | 5 | Active | 4275800% |  | 2017
GMP | Springfield | Solar | Net-Metering | 6 | Active | 4294800% |  | 2017
GMP | Milton | Solar | Net-Metering | 6 | Active | 4272300% |  | 2016
GMP | Springfield | Solar | Net-Metering | 6 | Active | 4275800% |  | 2017
GMP | Middlebury | Solar | Net-Metering | 11.4 | Active | 4288100% |  | 2017
GMP | Westminster | Solar | Net-Metering | 5 | Active | 4274100% |  | 2017
GMP | Rockingham | Solar | Net-Metering | 2 | Active | 4282400% |  | 2017
GMP | Swanton | Solar | Net-Metering | 6 | Active | 4272300% |  | 2016
GMP | Wallingford | Solar | Net-Metering | 6 | Active | 4289900% |  | 2017
GMP | Fairfax | Solar | Net-Metering | 3 | Active | 4268400% |  | 2016
GMP | Thetford | Solar | Net-Metering | 11 | Active | 4272400% |  | 2016
GMP | Rutland City | Solar | Net-Metering | 3.6 | Active | 4271100% |  | 2016
GMP | Williston | Solar | Net-Metering | 3 | Active | 4270500% |  | 2016
GMP | Royalton | Solar | Net-Metering | 11.4 | Active | 4272000% |  | 2016
GMP | Springfield | Solar | Net-Metering | 10 | Active | 4271700% |  | 2016
GMP | New Haven | Solar | Net-Metering | 5 | Active | 4270200% |  | 2016
GMP | Brattleboro | Solar | Net-Metering | 7.5 | Active | 4270500% |  | 2016
GMP | Milton | Solar | Net-Metering | 4.2 | Active | 4276500% |  | 2017
GMP | Colchester | Solar | Net-Metering | 7.6 | Active | 4271300% |  | 2016
GMP | Fairfax | Solar | Net-Metering | 6 | Active | 4274100% |  | 2017
GMP | Williston | Solar | Net-Metering | 7.6 | Active | 4274400% |  | 2017
GMP | Sheldon | Solar | Net-Metering | 6 | Active | 4273400% |  | 2016
GMP | Shaftsbury | Solar | Net-Metering | 9 | Active | 4271200% |  | 2016
GMP | Bristol | Solar | Net-Metering | 6.75 | Active | 4294200% |  | 2017
GMP | Middlebury | Solar | Net-Metering | 15 | Active | 4277300% |  | 2017
GMP | Milton | Solar | Net-Metering | 3 | Active | 4268400% |  | 2016
GMP | Chester | Solar | Net-Metering | 5 | Active | 4271700% |  | 2016
GMP | Charlotte | Solar | Net-Metering | 7.6 | Active | 4271800% |  | 2016
GMP | Barre Town | Solar | Net-Metering | 8.2 | Active | 4270600% |  | 2016
GMP | Williston | Solar | Net-Metering | 7.6 | Active | 4271300% |  | 2016
GMP | Milton | Solar | Net-Metering | 7.2 | Active | 4269200% |  | 2016
GMP | Randolph | Solar | Net-Metering | 11.4 | Active | 4273100% |  | 2016
GMP | Bennington | Solar | Net-Metering | 8 | Active | 4271200% |  | 2016
GMP | Pittsford | Solar | Net-Metering | 11.4 | Active | 4283200% |  | 2017
GMP | Rutland Town | Solar | Net-Metering | 3.6 | Active | 4271100% |  | 2016
GMP | Rutland City | Solar | Net-Metering | 3 | Active | 4272600% |  | 2016
GMP | Wilmington | Solar | Net-Metering | 3.8 | Active | 4271900% |  | 2016
GMP | Brattleboro | Solar | Net-Metering | 7.6 | Active | 4271900% |  | 2016
GMP | Barre City | Solar | Net-Metering | 15 | Active | 4305900% |  | 2017
GMP | Monkton | Solar | Net-Metering | 6 | Active | 4269600% |  | 2016
GMP | St. Johnsbury | Solar | Net-Metering | 7.6 | Active | 4268800% |  | 2016
GMP | Georgia | Solar | Net-Metering | 5 | Active | 4271600% |  | 2016
GMP | Richmond | Solar | Net-Metering | 6.25 | Active | 4279500% |  | 2017
GMP | Cornwall | Solar | Net-Metering | 4 | Active | 4273200% |  | 2016
GMP | Colchester | Solar | Net-Metering | 10 | Active | 4303400% |  | 2017
GMP | Waterbury | Solar | Net-Metering | 3 | Active | 4269100% |  | 2016
GMP | Thetford | Solar | Net-Metering | 11.4 | Active | 4281700% |  | 2017
GMP | Essex | Solar | Net-Metering | 4.2 | Active | 4271200% |  | 2016
GMP | Marlboro | Solar | Net-Metering | 7.6 | Active | 4276700% |  | 2017
GMP | Milton | Solar | Net-Metering | 3 | Active | 4272000% |  | 2016
GMP | Colchester | Solar | Net-Metering | 4.2 | Active | 4271800% |  | 2016
GMP | Rutland Town | Solar | Net-Metering | 7.6 | Active | 4270600% |  | 2016
GMP | Jericho | Solar | Net-Metering | 3.6 | Active | 4269700% |  | 2016
GMP | Barre Town | Solar | Net-Metering | 7.6 | Active | 4271200% |  | 2016
GMP | Williston | Solar | Net-Metering | 3 | Active | 4271900% |  | 2016
GMP | Worcester | Solar | Net-Metering | 3.6 | Active | 4276100% |  | 2017
GMP | West Windsor | Solar | Net-Metering | 7.6 | Active | 4274000% |  | 2017
GMP | Newbury | Solar | Net-Metering | 3 | Active | 4280400% |  | 2017
GMP | Orwell | Solar | Net-Metering | 9 | Active | 4281500% |  | 2017
GMP | Brookline | Solar | Net-Metering | 7.6 | Active | 4273300% |  | 2016
GMP | Dover | Solar | Net-Metering | 3 | Active | 4270200% |  | 2016
GMP | Huntington | Solar | Net-Metering | 12 | Active | 4276800% |  | 2017
GMP | Jericho | Solar | Net-Metering | 6 | Active | 4274600% |  | 2017
GMP | Cambridge | Solar | Net-Metering | 3 | Active | 4307000% |  | 2017
GMP | Bennington | Solar | Net-Metering | 4.2 | Active | 4271700% |  | 2016
GMP | Rutland Town | Solar | Net-Metering | 15 | Active | 4297700% |  | 2017
GMP | Bristol | Solar | Net-Metering | 7.6 | Active | 4285000% |  | 2017
GMP | Marshfield | Solar | Net-Metering | 5 | Active | 4274000% |  | 2017
GMP | St. Johnsbury | Solar | Net-Metering | 6 | Active | 4286300% |  | 2017
GMP | Springfield | Solar | Net-Metering | 7.6 | Active | 4287800% |  | 2017
GMP | Huntington | Solar | Net-Metering | 6 | Active | 4273800% |  | 2017
GMP | Berlin | Solar | Net-Metering | 5 | Active | 4273800% |  | 2017
GMP | Shelburne | Solar | Net-Metering | 10 | Active | 4272600% |  | 2016
GMP | Springfield | Solar | Net-Metering | 5 | Active | 4296100% |  | 2017
GMP | Hartford | Solar | Net-Metering | 3 | Active | 4277300% |  | 2017
GMP | Waitsfield | Solar | Net-Metering | 15 | Active | 4294900% |  | 2017
GMP | Danby | Solar | Net-Metering | 7.6 | Active | 4276600% |  | 2017
GMP | West Fairlee | Solar | Net-Metering | 5 | Active | 4278100% |  | 2017
GMP | Woodstock | Solar | Net-Metering | 15 | Active | 4276100% |  | 2017
GMP | Lunenburg | Solar | Net-Metering | 3.8 | Active | 4274600% |  | 2017
GMP | Washington | Solar | Net-Metering | 7.6 | Active | 4282200% |  | 2017
GMP | Fairfax | Solar | Net-Metering | 7.6 | Active | 4275100% |  | 2017
GMP | Woodstock | Solar | Net-Metering | 10 | Active | 4286500% |  | 2017
GMP | Montpelier | Solar | Net-Metering | 3 | Active | 4276100% |  | 2017
GMP | Williston | Solar | Net-Metering | 4.2 | Active | 4271300% |  | 2016
GMP | Hartford | Solar | Net-Metering | 5 | Active | 4272600% |  | 2016
GMP | Woodstock | Solar | Net-Metering | 9.8 | Active | 4310300% |  | 2018
GMP | Essex | Solar | Net-Metering | 3 | Active | 4271200% |  | 2016
GMP | Bridport | Solar | Net-Metering | 11.4 | Active | 4272000% |  | 2016
GMP | Bennington | Solar | Net-Metering | 3 | Active | 4271200% |  | 2016
GMP | Sandgate | Solar | Net-Metering | 5 | Active | 4273900% |  | 2017
GMP | Lincoln | Solar | Net-Metering | 5.25 | Active | 4289300% |  | 2017
GMP | Charlotte | Solar | Net-Metering | 15 | Active | 4272600% |  | 2016
GMP | Montpelier | Solar | Net-Metering | 14.4 | Active | 4280000% |  | 2017
GMP | Montpelier | Hydro | Net-Metering | 500 | Active | 3125700% |  | 1985
GMP | Essex | Solar | Net-Metering | 6 | Active | 4271200% |  | 2016
GMP | Colchester | Solar | Net-Metering | 4.2 | Active | 4280900% |  | 2017
GMP | Essex Junction | Solar | Net-Metering | 7.6 | Active | 4271900% |  | 2016
GMP | Cornwall | Solar | Net-Metering | 5 | Active | 4273200% |  | 2016
GMP | Barre City | Solar | Net-Metering | 3.6 | Active | 4271300% |  | 2016
GMP | Ripton | Solar | Net-Metering | 4 | Active | 4273200% |  | 2016
GMP | Shelburne | Solar | Net-Metering | 5 | Active | 4272400% |  | 2016
GMP | Thetford | Solar | Net-Metering | 5 | Active | 4272400% |  | 2016
GMP | Fairlee | Solar | Net-Metering | 3.8 | Active | 4277200% |  | 2017
GMP | New Haven | Solar | Net-Metering | 6 | Active | 4277600% |  | 2017
GMP | Hinesburg | Solar | Net-Metering | 6 | Active | 4275100% |  | 2017
GMP | West Windsor | Solar | Net-Metering | 7.6 | Active | 4276100% |  | 2017
GMP | Rutland City | Solar | Net-Metering | 5 | Active | 4295400% |  | 2017
GMP | Barre Town | Solar | Net-Metering | 5 | Active | 4271200% |  | 2016
GMP | Halifax | Solar | Net-Metering | 6 | Active | 4271700% |  | 2016
GMP | Rutland Town | Solar | Net-Metering | 7.6 | Active | 4282100% |  | 2017
GMP | Richmond | Solar | Net-Metering | 4.2 | Active | 4271300% |  | 2016
GMP | Wallingford | Solar | Net-Metering | 11 | Active | 4281400% |  | 2017
GMP | Montpelier | Solar | Net-Metering | 3.6 | Active | 4276100% |  | 2017
GMP | Rutland City | Solar | Net-Metering | 8.6 | Active | 4273400% |  | 2016
GMP | Grafton | Solar | Net-Metering | 5 | Active | 4302700% |  | 2017
GMP | Barre City | Solar | Net-Metering | 3.6 | Active | 4288000% |  | 2017
GMP | Milton | Solar | Net-Metering | 3.6 | Active | 4272000% |  | 2016
GMP | Cavendish | Solar | Net-Metering | 6 | Active | 4294800% |  | 2017
GMP | Weathersfield | Solar | Net-Metering | 7.6 | Active | 4278700% |  | 2017
GMP | Montpelier | Solar | Net-Metering | 3 | Active | 4269700% |  | 2016
GMP | Bristol | Solar | Net-Metering | 10.2 | Active | 4274100% |  | 2017
GMP | Weathersfield | Solar | Net-Metering | 10 | Active | 4274000% |  | 2017
GMP | Chester | Solar | Net-Metering | 7.6 | Active | 4287200% |  | 2017
GMP | Williston | Solar | Net-Metering | 6 | Active | 4276500% |  | 2017
GMP | South Burlington | Solar | Net-Metering | 3.8 | Active | 4274400% |  | 2017
GMP | Milton | Solar | Net-Metering | 6 | Active | 4272000% |  | 2016
GMP | Milton | Solar | Net-Metering | 10.2 | Active | 4276000% |  | 2017
GMP | Middlebury | Solar | Net-Metering | 9.54 | Active | 4278600% |  | 2017
GMP | Cornwall | Solar | Net-Metering | 6 | Active | 4288000% |  | 2017
GMP | Fairfax | Solar | Net-Metering | 5 | Active | 4271600% |  | 2016
GMP | Georgia | Solar | Net-Metering | 3 | Active | 4275500% |  | 2017
GMP | Windsor | Solar | Net-Metering | 7.6 | Active | 4308400% |  | 2017
GMP | Shoreham | Solar | Net-Metering | 6 | Active | 4292800% |  | 2017
GMP | Colchester | Solar | Net-Metering | 3.92 | Active | 4283800% |  | 2017
GMP | Monkton | Solar | Net-Metering | 15 | Active | 4309600% |  | 2017
GMP | Charlotte | Solar | Net-Metering | 15 | Active | 4306100% |  | 2017
GMP | Charlotte | Solar | Net-Metering | 15 | Active | 4305900% |  | 2017
GMP | Monkton | Solar | Net-Metering | 15 | Active | 4290200% |  | 2017
GMP | Lincoln | Solar | Net-Metering | 6 | Active | 4273200% |  | 2016
GMP | Middlebury | Solar | Net-Metering | 5 | Active | 4303400% |  | 2017
GMP | Poultney | Solar | Net-Metering | 4 | Active | 4276200% |  | 2017
GMP | Waltham | Solar | Net-Metering | 3.5 | Active | 4274500% |  | 2017
GMP | Fairfax | Solar | Net-Metering | 3 | Active | 4270500% |  | 2016
GMP | Rutland City | Solar | Net-Metering | 8.6 | Active | 4273400% |  | 2016
GMP | Waterbury | Solar | Net-Metering | 3.6 | Active | 4276000% |  | 2017
GMP | Essex | Solar | Net-Metering | 3 | Active | 4272300% |  | 2016
GMP | Milton | Solar | Net-Metering | 6 | Active | 4276500% |  | 2017
GMP | Westminster | Solar | Net-Metering | 6 | Active | 4276800% |  | 2017
GMP | Shelburne | Solar | Net-Metering | 5 | Active | 4279600% |  | 2017
GMP | Middletown Springs | Solar | Net-Metering | 3.8 | Active | 4285100% |  | 2017
GMP | Barre Town | Solar | Net-Metering | 4.2 | Active | 4270600% |  | 2016
GMP | Rockingham | Solar | Net-Metering | 4 | Active | 4292900% |  | 2017
GMP | Sandgate | Solar | Net-Metering | 3.8 | Active | 4283200% |  | 2017
GMP | Underhill | Solar | Net-Metering | 5 | Active | 4272500% |  | 2016
GMP | St. Albans City | Solar | Net-Metering | 6 | Active | 4277300% |  | 2017
GMP | Richmond | Solar | Net-Metering | 7.2 | Active | 4271900% |  | 2016
GMP | Essex | Solar | Net-Metering | 6 | Active | 4274800% |  | 2017
GMP | Williston | Solar | Net-Metering | 7.6 | Active | 4271700% |  | 2016
GMP | Thetford | Solar | Net-Metering | 15 | Active | 4298300% |  | 2017
GMP | Swanton | Solar | Net-Metering | 3 | Active | 4275100% |  | 2017
GMP | Winooski | Solar | Net-Metering | 3 | Active | 4274500% |  | 2017
GMP | Georgia | Solar | Net-Metering | 6 | Active | 4271600% |  | 2016
GMP | Starksboro | Solar | Net-Metering | 6 | Active | 4280000% |  | 2017
GMP | Barre City | Solar | Net-Metering | 3 | Active | 4306900% |  | 2017
GMP | Colchester | Solar | Net-Metering | 15 | Active | 4284500% |  | 2017
GMP | Colchester | Solar | Net-Metering | 10 | Active | 4276800% |  | 2017
GMP | Hartford | Solar | Net-Metering | 3.8 | Active | 4287300% |  | 2017
GMP | Hinesburg | Solar | Net-Metering | 3.8 | Active | 4275500% |  | 2017
GMP | Waterbury | Solar | Net-Metering | 7.6 | Active | 4273300% |  | 2016
GMP | Leicester | Solar | Net-Metering | 7.6 | Active | 4283000% |  | 2017
GMP | Pittsford | Solar | Net-Metering | 11.7 | Active | 4283900% |  | 2017
GMP | Ferrisburgh | Solar | Net-Metering | 5 | Active | 4304800% |  | 2017
GMP | Lunenburg | Solar | Net-Metering | 10 | Active | 4295000% |  | 2017
GMP | St. Johnsbury | Solar | Net-Metering | 4.5 | Active | 4275900% |  | 2017
GMP | Weathersfield | Solar | Net-Metering | 10 | Active | 4302000% |  | 2017
GMP | Charlotte | Solar | Net-Metering | 7.6 | Active | 4272600% |  | 2016
GMP | Monkton | Solar | Net-Metering | 4 | Active | 4288100% |  | 2017
GMP | Fairfax | Solar | Net-Metering | 6 | Active | 4274700% |  | 2017
GMP | Pownal | Solar | Net-Metering | 6 | Active | 4276200% |  | 2017
GMP | Monkton | Solar | Net-Metering | 7.6 | Active | 4276600% |  | 2017
GMP | Williston | Solar | Net-Metering | 8 | Active | 4293600% |  | 2017
GMP | Proctor | Solar | Net-Metering | 7.6 | Active | 4289800% |  | 2017
GMP | Warren | Solar | Net-Metering | 7.6 | Active | 4287000% |  | 2017
GMP | Woodstock | Solar | Net-Metering | 15 | Active | 4303200% |  | 2017
GMP | Hinesburg | Solar | Net-Metering | 5 | Active | 4285600% |  | 2017
GMP | Springfield | Solar | Net-Metering | 13.6 | Active | 4286300% |  | 2017
GMP | Ferrisburgh | Solar | Net-Metering | 5 | Active | 4284500% |  | 2017
GMP | Richmond | Solar | Net-Metering | 5 | Active | 4275900% |  | 2017
GMP | South Burlington | Solar | Net-Metering | 5 | Active | 4288100% |  | 2017
GMP | Huntington | Solar | Net-Metering | 12.5 | Active | 4278600% |  | 2017
GMP | Middlebury | Solar | Net-Metering | 5 | Active | 4280900% |  | 2017
GMP | Waterbury | Solar | Net-Metering | 5 | Active | 4280400% |  | 2017
GMP | Colchester | Solar | Net-Metering | 7.6 | Active | 4272600% |  | 2016
GMP | Essex | Solar | Net-Metering | 6 | Active | 4274800% |  | 2017
GMP | Barre Town | Solar | Net-Metering | 6.6 | Active | 4273900% |  | 2017
GMP | Underhill | Solar | Net-Metering | 6 | Active | 4272500% |  | 2016
GMP | Bennington | Solar | Net-Metering | 12 | Active | 4276200% |  | 2017
GMP | South Burlington | Solar | Net-Metering | 7.6 | Active | 4296500% |  | 2017
GMP | Wallingford | Solar | Net-Metering | 15 | Active | 4274400% |  | 2017
GMP | Arlington | Solar | Net-Metering | 8.96 | Active | 4289900% |  | 2017
GMP | Rutland Town | Solar | Net-Metering | 3 | Active | 4276600% |  | 2017
GMP | Jericho | Solar | Net-Metering | 7.6 | Active | 4272500% |  | 2016
GMP | Georgia | Solar | Net-Metering | 3.6 | Active | 4275400% |  | 2017
GMP | Putney | Solar | Net-Metering | 7 | Active | 4317500% |  | 2018
GMP | Williston | Solar | Net-Metering | 6 | Active | 4274400% |  | 2017
GMP | Williston | Solar | Net-Metering | 12 | Active | 4276200% |  | 2017
GMP | Colchester | Solar | Net-Metering | 6 | Active | 4276700% |  | 2017
GMP | Shelburne | Solar | Net-Metering | 5 | Active | 4281400% |  | 2017
GMP | South Burlington | Solar | Net-Metering | 11.4 | Active | 4274400% |  | 2017
GMP | Williston | Solar | Net-Metering | 6 | Active | 4274400% |  | 2017
GMP | Waitsfield | Solar | Net-Metering | 3.6 | Active | 4275500% |  | 2017
GMP | St. Albans City | Solar | Net-Metering | 3 | Active | 4298400% |  | 2017
GMP | Brookline | Solar | Net-Metering | 4.2 | Active | 4274600% |  | 2017
GMP | Vernon | Solar | Net-Metering | 4.2 | Active | 4276200% |  | 2017
GMP | Charlotte | Solar | Net-Metering | 3.8 | Active | 4284300% |  | 2017
GMP | Plainfield | Solar | Net-Metering | 5 | Active | 4298500% |  | 2017
GMP | St. Albans City | Solar | Net-Metering | 7.6 | Active | 4287400% |  | 2017
GMP | Georgia | Solar | Net-Metering | 6.6 | Active | 4289300% |  | 2017
GMP | Jericho | Solar | Net-Metering | 6 | Active | 4272500% |  | 2016
GMP | Waterbury | Solar | Net-Metering | 5 | Active | 4283200% |  | 2017
GMP | Thetford | Solar | Net-Metering | 5 | Active | 4274500% |  | 2017
GMP | Montpelier | Solar | Net-Metering | 5 | Active | 4287100% |  | 2017
GMP | West Windsor | Solar | Net-Metering | 5 | Active | 4307500% |  | 2017
GMP | Shelburne | Solar | Net-Metering | 7.6 | Active | 4275500% |  | 2017
GMP | West Rutland | Solar | Net-Metering | 10.08 | Active | 4273500% |  | 2016
GMP | Fairfax | Solar | Net-Metering | 5 | Active | 4285100% |  | 2017
GMP | Newbury | Solar | Net-Metering | 15 | Active | 4289300% |  | 2017
GMP | Manchester | Solar | Net-Metering | 7.6 | Active | 4283900% |  | 2017
GMP | New Haven | Solar | Net-Metering | 6 | Active | 4274100% |  | 2017
GMP | Chester | Solar | Net-Metering | 6 | Active | 4284400% |  | 2017
GMP | Essex Junction | Solar | Net-Metering | 7.6 | Active | 4274800% |  | 2017
GMP | Essex | Solar | Net-Metering | 6 | Active | 4269500% |  | 2016
GMP | Danby | Solar | Net-Metering | 6.72 | Active | 4290100% |  | 2017
GMP | Guilford | Solar | Net-Metering | 3 | Active | 4271300% |  | 2016
GMP | Rutland Town | Solar | Net-Metering | 3.6 | Active | 4274600% |  | 2017
GMP | Westminster | Solar | Net-Metering | 15 | Active | 4309800% |  | 2017
GMP | Tinmouth | Solar | Net-Metering | 6 | Active | 4281700% |  | 2017
GMP | Dorset | Solar | Net-Metering | 4.75 | Active | 4291400% |  | 2017
GMP | Rockingham | Solar | Net-Metering | 7.6 | Active | 4276500% |  | 2017
GMP | Pownal | Solar | Net-Metering | 15 | Active | 4306800% |  | 2017
GMP | East Montpelier | Solar | Net-Metering | 5 | Active | 4301700% |  | 2017
GMP | Waterbury | Solar | Net-Metering | 13.2 | Active | 4283700% |  | 2017
GMP | Georgia | Solar | Net-Metering | 9.2 | Active | 4276500% |  | 2017
GMP | Fairfax | Solar | Net-Metering | 3 | Active | 4276500% |  | 2017
GMP | Underhill | Solar | Net-Metering | 7.6 | Active | 4310800% |  | 2018
GMP | Montpelier | Solar | Net-Metering | 5 | Active | 4280300% |  | 2017
GMP | Huntington | Solar | Net-Metering | 5 | Active | 4276800% |  | 2017
GMP | Waitsfield | Solar | Net-Metering | 7.6 | Active | 4301400% |  | 2017
GMP | Colchester | Solar | Net-Metering | 5 | Active | 4279300% |  | 2017
GMP | Essex Junction | Solar | Net-Metering | 3.8 | Active | 4281400% |  | 2017
GMP | Hartford | Solar | Net-Metering | 3.8 | Active | 4277400% |  | 2017
GMP | Vergennes | Solar | Net-Metering | 6 | Active | 4284900% |  | 2017
GMP | Plymouth | Solar | Net-Metering | 7.6 | Active | 4278800% |  | 2017
GMP | Milton | Solar | Net-Metering | 3.8 | Active | 4275500% |  | 2017
GMP | Essex | Solar | Net-Metering | 7.6 | Active | 4282500% |  | 2017
GMP | Weston | Solar | Net-Metering | 5 | Active | 4294100% |  | 2017
GMP | Vernon | Solar | Net-Metering | 6 | Active | 4290500% |  | 2017
GMP | Ludlow | Solar | Net-Metering | 13.6 | Active | 4303500% |  | 2017
GMP | South Burlington | Solar | Net-Metering | 7.6 | Active | 4279300% |  | 2017
GMP | Winooski | Solar | Net-Metering | 5 | Active | 4274500% |  | 2017
GMP | Essex | Solar | Net-Metering | 6 | Active | 4275100% |  | 2017
GMP | Barre City | Solar | Net-Metering | 7.6 | Active | 4276200% |  | 2017
GMP | Berlin | Solar | Net-Metering | 3.8 | Active | 4277400% |  | 2017
GMP | Bristol | Solar | Net-Metering | 5 | Active | 4307500% |  | 2017
GMP | Ferrisburgh | Solar | Net-Metering | 3.8 | Active | 4287200% |  | 2017
GMP | Fairlee | Solar | Net-Metering | 7.6 | Active | 4301700% |  | 2017
GMP | Essex | Solar | Net-Metering | 8.2 | Active | 4272300% |  | 2016
GMP | Berlin | Solar | Net-Metering | 7.6 | Active | 4287900% |  | 2017
GMP | Windsor | Solar | Net-Metering | 11.4 | Active | 4294200% |  | 2017
GMP | Richmond | Solar | Net-Metering | 3 | Active | 4275100% |  | 2017
GMP | Brookfield | Solar | Net-Metering | 3.8 | Active | 4293700% |  | 2017
GMP | Bakersfield | Solar | Net-Metering | 11.4 | Active | 4301800% |  | 2017
GMP | Pittsford | Solar | Net-Metering | 3.6 | Active | 4286300% |  | 2017
GMP | Milton | Solar | Net-Metering | 149.8 | Active | 4323800% |  | 2018
GMP | Williston | Solar | Net-Metering | 7.6 | Active | 4278100% |  | 2017
GMP | Castleton | Solar | Net-Metering | 7.6 | Active | 4271600% |  | 2016
GMP | Brattleboro | Solar | Net-Metering | 10.85 | Active | 4271300% |  | 2016
GMP | Montpelier | Solar | Net-Metering | 15 | Active | 4301300% |  | 2017
GMP | Jericho | Solar | Net-Metering | 8.2 | Active | 4272500% |  | 2016
GMP | Shelburne | Solar | Net-Metering | 7.6 | Active | 4271800% |  | 2016
GMP | Chittenden | Solar | Net-Metering | 10 | Active | 4332100% |  | 2018
GMP | Killington | Solar | Net-Metering | 10 | Active | 4332500% |  | 2018
GMP | Middlebury | Solar | Net-Metering | 7.5 | Active | 4273200% |  | 2016
GMP | Pittsford | Solar | Net-Metering | 15 | Active | 4307700% |  | 2017
GMP | Underhill | Solar | Net-Metering | 6 | Active | 4291600% |  | 2017
GMP | Essex Junction | Solar | Net-Metering | 5 | Active | 4302800% |  | 2017
GMP | Grafton | Solar | Net-Metering | 6 | Active | 4273100% |  | 2016
GMP | Shrewsbury | Solar | Net-Metering | 5 | Active | 4308800% |  | 2017
GMP | Brandon | Solar | Net-Metering | 150 | Active | 4295000% |  | 2017
GMP | Pawlet | Solar | Net-Metering | 15 | Active | 4308300% |  | 2017
GMP | Hartland | Solar | Net-Metering | 15 | Active | 4299800% |  | 2017
GMP | Georgia | Solar | Net-Metering | 7.6 | Active | 4278200% |  | 2017
GMP | West Windsor | Solar | Net-Metering | 15 | Active | 4308000% |  | 2017
GMP | Pittsford | Solar | Net-Metering | 15 | Active | 4278900% |  | 2017
GMP | Starksboro | Solar | Net-Metering | 6 | Active | 4307500% |  | 2017
GMP | Hartland | Hydro | Utility | 1850 | Active | 3153300% |  | 1986
GMP | Shelburne | Solar | Net-Metering | 7.6 | Active | 4291600% |  | 2017
GMP | Middlebury | Solar | Net-Metering | 11.4 | Active | 4301700% |  | 2017
GMP | Milton | Solar | Net-Metering | 7.6 | Active | 4276500% |  | 2017
GMP | Shelburne | Solar | Net-Metering | 3.6 | Active | 4274000% |  | 2017
GMP | Panton | Solar | Net-Metering | 6 | Active | 4300700% |  | 2017
GMP | Williston | Solar | Net-Metering | 7.6 | Active | 4276500% |  | 2017
GMP | Colchester | Solar | Net-Metering | 4.2 | Active | 4275400% |  | 2017
GMP | Rutland Town | Solar | Net-Metering | 8.4 | Active | 4274500% |  | 2017
GMP | Weathersfield | Solar | Net-Metering | 7.6 | Active | 4279700% |  | 2017
GMP | Essex | Solar | Net-Metering | 7.8 | Active | 4274800% |  | 2017
GMP | Charlotte | Solar | Net-Metering | 7.6 | Active | 4288100% |  | 2017
GMP | Bristol | Solar | Net-Metering | 5 | Active | 4279300% |  | 2017
GMP | Colchester | Solar | Net-Metering | 3 | Active | 4277400% |  | 2017
GMP | Manchester | Solar | Net-Metering | 7.6 | Active | 4283900% |  | 2017
GMP | Essex Junction | Solar | Net-Metering | 3.8 | Active | 4293700% |  | 2017
GMP | Westford | Solar | Net-Metering | 5 | Active | 4303200% |  | 2017
GMP | Jericho | Solar | Net-Metering | 7.6 | Active | 4308100% |  | 2017
GMP | Monkton | Solar | Net-Metering | 5 | Active | 4283100% |  | 2017
GMP | Bethel | Solar | Net-Metering | 6 | Active | 4280400% |  | 2017
GMP | Castleton | Solar | Net-Metering | 12.5 | Active | 4294200% |  | 2017
GMP | Concord | Solar | Net-Metering | 5 | Active | 4299200% |  | 2017
GMP | Richmond | Solar | Net-Metering | 7.6 | Active | 4277200% |  | 2017
GMP | Underhill | Solar | Net-Metering | 5 | Active | 4281400% |  | 2017
GMP | Vergennes | Solar | Net-Metering | 10 | Active | 4278000% |  | 2017
GMP | Royalton | Solar | Net-Metering | 10 | Active | 4285100% |  | 2017
GMP | Springfield | Solar | Net-Metering | 6 | Active | 4295800% |  | 2017
GMP | Barre City | Solar | Net-Metering | 5 | Active | 4282900% |  | 2017
GMP | Hinesburg | Solar | Net-Metering | 10 | Active | 4296200% |  | 2017
GMP | Berlin | Solar | Net-Metering | 7.6 | Active | 4288000% |  | 2017
GMP | Essex Junction | Solar | Net-Metering | 7.6 | Active | 4290000% |  | 2017
GMP | Pittsford | Solar | Net-Metering | 7.6 | Active | 4287700% |  | 2017
GMP | Essex | Solar | Net-Metering | 7.6 | Active | 4283900% |  | 2017
GMP | Weathersfield | Solar | Net-Metering | 7.6 | Active | 4283800% |  | 2017
GMP | Pittsford | Solar | Net-Metering | 3.8 | Active | 4290500% |  | 2017
GMP | Waterbury | Solar | Net-Metering | 3.8 | Active | 4283100% |  | 2017
GMP | Brookfield | Solar | Net-Metering | 6 | Active | 4310200% |  | 2018
GMP | Barnet | Solar | Net-Metering | 6 | Active | 4280700% |  | 2017
GMP | Weathersfield | Solar | Net-Metering | 5 | Active | 4287200% |  | 2017
GMP | Middlesex | Solar | Net-Metering | 7.6 | Active | 4282100% |  | 2017
GMP | Colchester | Solar | Net-Metering | 10 | Active | 4276000% |  | 2017
GMP | Manchester | Solar | Net-Metering | 4.48 | Active | 4299900% |  | 2017
GMP | Rutland Town | Solar | Net-Metering | 11.4 | Active | 4288000% |  | 2017
GMP | Dover | Solar | Net-Metering | 3.8 | Active | 4302600% |  | 2017
GMP | New Haven | Solar | Net-Metering | 7.6 | Active | 4295600% |  | 2017
GMP | Milton | Solar | Net-Metering | 3 | Active | 4275400% |  | 2017
GMP | Sudbury | Solar | Net-Metering | 8 | Active | 4281400% |  | 2017
GMP | Essex | Solar | Net-Metering | 3 | Active | 4277300% |  | 2017
GMP | South Burlington | Solar | Net-Metering | 6.6 | Active | 4276700% |  | 2017
GMP | Milton | Solar | Net-Metering | 3 | Active | 4277900% |  | 2017
GMP | Georgia | Solar | Net-Metering | 5 | Active | 4276500% |  | 2017
GMP | Bristol | Solar | Net-Metering | 7.6 | Active | 4294400% |  | 2017
GMP | Winooski | Solar | Net-Metering | 3.6 | Active | 4276700% |  | 2017
GMP | Georgia | Solar | Net-Metering | 7.6 | Active | 4278200% |  | 2017
GMP | Waterbury | Solar | Net-Metering | 7.6 | Active | 4276200% |  | 2017
GMP | Moretown | Solar | Net-Metering | 5 | Active | 4281400% |  | 2017
GMP | South Burlington | Solar | Net-Metering | 11.4 | Active | 4283600% |  | 2017
GMP | Chester | Solar | Net-Metering | 3.8 | Active | 4279600% |  | 2017
GMP | South Burlington | Solar | Net-Metering | 5 | Active | 4305600% |  | 2017
GMP | Barre City | Solar | Net-Metering | 10 | Active | 4291600% |  | 2017
GMP | Hartford | Solar | Net-Metering | 7.6 | Active | 4279400% |  | 2017
GMP | Middlebury | Solar | Net-Metering | 7.6 | Active | 4286700% |  | 2017
GMP | Benson | Solar | Net-Metering | 3.8 | Active | 4307000% |  | 2017
GMP | Rockingham | Solar | Net-Metering | 5 | Active | 4308700% |  | 2017
GMP | Rockingham | Solar | Net-Metering | 8.6 | Active | 4292700% |  | 2017
GMP | New Haven | Solar | Net-Metering | 10 | Active | 4286300% |  | 2017
GMP | New Haven | Solar | Net-Metering | 15 | Active | 4308300% |  | 2017
GMP | New Haven | Solar | Net-Metering | 15 | Active | 4308800% |  | 2017
GMP | Berlin | Solar | Net-Metering | 3.8 | Active | 4289400% |  | 2017
GMP | Castleton | Solar | Net-Metering | 7.6 | Active | 4307000% |  | 2017
GMP | Pittsford | Solar | Net-Metering | 15 | Active | 4276000% |  | 2017
GMP | Milton | Solar | Net-Metering | 10 | Active | 4281600% |  | 2017
GMP | Middlebury | Solar | Net-Metering | 6 | Active | 4286600% |  | 2017
GMP | Benson | Solar | Net-Metering | 15 | Active | 4310300% |  | 2018
GMP | Colchester | Solar | Net-Metering | 3.8 | Active | 4292100% |  | 2017
GMP | Starksboro | Solar | Net-Metering | 7.6 | Active | 4296400% |  | 2017
GMP | Shelburne | Solar | Net-Metering | 6 | Active | 4289800% |  | 2017
GMP | Barre City | Solar | Net-Metering | 6 | Active | 4278700% |  | 2017
GMP | Lincoln | Solar | Net-Metering | 13 | Active | 4327300% |  | 2018
GMP | St. Johnsbury | Solar | Net-Metering | 10 | Active | 4280700% |  | 2017
GMP | Underhill | Solar | Net-Metering | 6 | Active | 4278900% |  | 2017
GMP | Cabot | Solar | Net-Metering | 3.8 | Active | 4278000% |  | 2017
GMP | Hinesburg | Solar | Net-Metering | 5 | Active | 4285000% |  | 2017
GMP | Lincoln | Solar | Net-Metering | 7.6 | Active | 4287300% |  | 2017
GMP | Pittsford | Solar | Net-Metering | 10 | Active | 4299200% |  | 2017
GMP | Middlebury | Solar | Net-Metering | 11.4 | Active | 4282300% |  | 2017
GMP | Georgia | Solar | Net-Metering | 5 | Active | 4277400% |  | 2017
GMP | West Windsor | Solar | Net-Metering | 7.6 | Active | 4284400% |  | 2017
GMP | Thetford | Solar | Net-Metering | 6 | Active | 4280300% |  | 2017
GMP | Colchester | Solar | Net-Metering | 7.6 | Active | 4287900% |  | 2017
GMP | Colchester | Solar | Net-Metering | 15 | Active | 4287300% |  | 2017
GMP | Williston | Solar | Net-Metering | 5 | Active | 4281000% |  | 2017
GMP | Chester | Solar | Net-Metering | 10 | Active | 4306900% |  | 2017
GMP | Rutland Town | Solar | Net-Metering | 3.8 | Active | 4290100% |  | 2017
GMP | Charlotte | Solar | Net-Metering | 5 | Active | 4284600% |  | 2017
GMP | New Haven | Solar | Net-Metering | 5 | Active | 4284400% |  | 2017
GMP | Essex | Solar | Net-Metering | 10 | Active | 4275800% |  | 2017
GMP | Richmond | Solar | Net-Metering | 7.6 | Active | 4287800% |  | 2017
GMP | Colchester | Solar | Net-Metering | 5 | Active | 4279700% |  | 2017
GMP | Benson | Solar | Net-Metering | 7.6 | Active | 4305300% |  | 2017
GMP | Randolph | Solar | Net-Metering | 15 | Active | 4305200% |  | 2017
GMP | Plymouth | Solar | Net-Metering | 15 | Active | 4288700% |  | 2017
GMP | Middlebury | Solar | Net-Metering | 5 | Active | 4279400% |  | 2017
GMP | Londonderry | Solar | Net-Metering | 7.04 | Active | 4272500% |  | 2016
GMP | Guilford | Solar | Net-Metering | 5 | Active | 4310500% |  | 2018
GMP | Brandon | Solar | Net-Metering | 10 | Active | 4295800% |  | 2017
GMP | Bristol | Solar | Net-Metering | 10 | Active | 4285800% |  | 2017
GMP | Bristol | Solar | Net-Metering | 15 | Active | 4285800% |  | 2017
GMP | New Haven | Solar | Net-Metering | 15 | Active | 4308300% |  | 2017
GMP | Addison | Solar | Net-Metering | 12 | Active | 4280900% |  | 2017
GMP | Charlotte | Solar | Net-Metering | 32.5 | Active | 4300500% |  | 2017
GMP | Jericho | Solar | Net-Metering | 6 | Active | 4281700% |  | 2017
GMP | Shelburne | Solar | Net-Metering | 15 | Active | 4299900% |  | 2017
GMP | Essex | Solar | Net-Metering | 6 | Active | 4284600% |  | 2017
GMP | Westford | Solar | Net-Metering | 15 | Active | 4284400% |  | 2017
GMP | Montpelier | Solar | Net-Metering | 5 | Active | 4281400% |  | 2017
GMP | Montpelier | Solar | Net-Metering | 6 | Active | 4280800% |  | 2017
GMP | St. Albans City | Solar | Net-Metering | 5 | Active | 4279400% |  | 2017
GMP | Underhill | Solar | Net-Metering | 3.8 | Active | 4280000% |  | 2017
GMP | Westford | Solar | Net-Metering | 3.8 | Active | 4276000% |  | 2017
GMP | Williamstown | Solar | Net-Metering | 6 | Active | 4277600% |  | 2017
GMP | Fayston | Solar | Net-Metering | 11.48 | Active | 4271900% |  | 2016
GMP | Bristol | Solar | Net-Metering | 10 | Active | 4272000% |  | 2016
GMP | Winooski | Solar | Net-Metering | 7.6 | Active | 4276200% |  | 2017
GMP | Richmond | Solar | Net-Metering | 6 | Active | 4273800% |  | 2017
GMP | Hartford | Solar | Net-Metering | 15 | Active | 4278900% |  | 2017
GMP | South Burlington | Solar | Net-Metering | 4.9 | Active | 4302000% |  | 2017
GMP | Warren | Solar | Net-Metering | 11.4 | Active | 4293700% |  | 2017
GMP | Windsor | Solar | Net-Metering | 15 | Active | 4306800% |  | 2017
GMP | Jericho | Solar | Net-Metering | 3 | Active | 4275300% |  | 2017
GMP | Essex | Solar | Net-Metering | 6 | Active | 4276900% |  | 2017
GMP | Shelburne | Solar | Net-Metering | 11.4 | Active | 4278100% |  | 2017
GMP | Waterbury | Solar | Net-Metering | 6 | Active | 4276800% |  | 2017
GMP | Essex Junction | Solar | Net-Metering | 7.6 | Active | 4279700% |  | 2017
GMP | Shelburne | Solar | Net-Metering | 6 | Active | 4280000% |  | 2017
GMP | Warren | Solar | Net-Metering | 5 | Active | 4284400% |  | 2017
GMP | Essex Junction | Solar | Net-Metering | 5.89 | Active | 4278600% |  | 2017
GMP | Winooski | Solar | Net-Metering | 6 | Active | 4285600% |  | 2017
GMP | Essex Junction | Solar | Net-Metering | 7.6 | Active | 4276800% |  | 2017
GMP | Essex | Solar | Net-Metering | 11.4 | Active | 4284400% |  | 2017
GMP | Windsor | Solar | Net-Metering | 3.8 | Active | 4285600% |  | 2017
GMP | Colchester | Solar | Net-Metering | 7.6 | Active | 4293600% |  | 2017
GMP | Leicester | Solar | Net-Metering | 15 | Active | 4310900% |  | 2018
GMP | Lincoln | Solar | Net-Metering | 7.6 | Active | 4329200% |  | 2018
GMP | Westford | Solar | Net-Metering | 5 | Active | 4280000% |  | 2017
GMP | Westford | Solar | Net-Metering | 3 | Active | 4285100% |  | 2017
GMP | Barre City | Solar | Net-Metering | 6 | Active | 4282300% |  | 2017
GMP | Essex Junction | Solar | Net-Metering | 6 | Active | 4294400% |  | 2017
GMP | Waterbury | Solar | Net-Metering | 3.8 | Active | 4279000% |  | 2017
GMP | St. Albans City | Solar | Net-Metering | 5 | Active | 4281700% |  | 2017
GMP | Essex | Solar | Net-Metering | 9 | Active | 4281100% |  | 2017
GMP | Rutland City | Solar | Net-Metering | 5 | Active | 4291500% |  | 2017
GMP | Bennington | Solar | Net-Metering | 5.2 | Active | 4279500% |  | 2017
GMP | Royalton | Solar | Net-Metering | 5 | Active | 4276100% |  | 2017
GMP | West Windsor | Solar | Net-Metering | 3.8 | Active | 4276100% |  | 2017
GMP | Charlotte | Solar | Net-Metering | 11.4 | Active | 4282500% |  | 2017
GMP | Norwich | Solar | Net-Metering | 13.6 | Active | 4294100% |  | 2017
GMP | Jericho | Solar | Net-Metering | 5 | Active | 4281700% |  | 2017
GMP | Norwich | Solar | Net-Metering | 11.4 | Active | 4309000% |  | 2017
GMP | Waterbury | Solar | Net-Metering | 5 | Active | 4301800% |  | 2017
GMP | Mount Holly | Solar | Net-Metering | 3 | Active | 4290900% |  | 2017
GMP | New Haven | Solar | Net-Metering | 15 | Active | 4308800% |  | 2017
GMP | Arlington | Solar | Net-Metering | 45.97 | Active | 4289800% |  | 2017
GMP | Ira | Solar | Net-Metering | 5 | Active | 4291900% |  | 2017
GMP | Marshfield | Solar | Net-Metering | 3.8 | Active | 4290500% |  | 2017
GMP | Underhill | Solar | Net-Metering | 3.8 | Active | 4288100% |  | 2017
GMP | Springfield | Solar | Net-Metering | 3.8 | Active | 4279600% |  | 2017
GMP | Shelburne | Solar | Net-Metering | 5 | Active | 4291400% |  | 2017
GMP | Barnard | Solar | Net-Metering | 3 | Active | 4280100% |  | 2017
GMP | Hinesburg | Solar | Net-Metering | 6 | Active | 4279000% |  | 2017
GMP | Vergennes | Solar | Net-Metering | 3.8 | Active | 4292700% |  | 2017
GMP | St. Albans City | Solar | Net-Metering | 15 | Active | 4285000% |  | 2017
GMP | Lincoln | Solar | Net-Metering | 6 | Active | 4311000% |  | 2018
GMP | Stockbridge | Solar | Net-Metering | 6 | Active | 4284300% |  | 2017
GMP | Fairfield | Solar | Net-Metering | 3 | Active | 4278900% |  | 2017
GMP | Richmond | Solar | Net-Metering | 7.6 | Active | 4281700% |  | 2017
GMP | Montpelier | Solar | Net-Metering | 5.2 | Active | 4290100% |  | 2017
GMP | South Burlington | Solar | Net-Metering | 5.2 | Active | 4278200% |  | 2017
GMP | Dover | Solar | Net-Metering | 8.6 | Active | 4276200% |  | 2017
GMP | Charlotte | Solar | Net-Metering | 6 | Active | 4285600% |  | 2017
GMP | Chittenden | Solar | Net-Metering | 90 | Active | 4292600% |  | 2017
GMP | Hartford | Solar | Net-Metering | 120 | Active | 4346500% |  | 2018
GMP | Hartford | Solar | Net-Metering | 30 | Active | 4314300% |  | 2018
GMP | Hartford | Solar | Net-Metering | 75 | Active | 4311900% |  | 2018
GMP | Manchester | Solar | Net-Metering | 150 | Active | 4305600% |  | 2017
GMP | Brattleboro | Solar | Net-Metering | 10 | Active | 4284400% |  | 2017
GMP | New Haven | Solar | Net-Metering | 5 | Active | 4281600% |  | 2017
GMP | Waterbury | Solar | Net-Metering | 7.6 | Active | 4299300% |  | 2017
GMP | Danville | Solar | Net-Metering | 7.6 | Active | 4293600% |  | 2017
GMP | Barre Town | Solar | Net-Metering | 7.6 | Active | 4277200% |  | 2017
GMP | Ludlow | Solar | Net-Metering | 5 | Active | 4285200% |  | 2017
GMP | Montpelier | Solar | Net-Metering | 6 | Active | 4284300% |  | 2017
GMP | Essex Junction | Solar | Net-Metering | 6 | Active | 4279700% |  | 2017
GMP | Woodstock | Solar | Net-Metering | 7.6 | Active | 4285700% |  | 2017
GMP | Essex Junction | Solar | Net-Metering | 3.8 | Active | 4282100% |  | 2017
GMP | Cabot | Solar | Net-Metering | 8.8 | Active | 4301200% |  | 2017
GMP | Lincoln | Solar | Net-Metering | 6 | Active | 4291300% |  | 2017
GMP | Fletcher | Solar | Net-Metering | 7.6 | Active | 4293000% |  | 2017
GMP | Ferrisburgh | Solar | Net-Metering | 6 | Active | 4288100% |  | 2017
GMP | Essex Junction | Solar | Net-Metering | 15 | Active | 4285300% |  | 2017
GMP | Windsor | Solar | Net-Metering | 5 | Active | 4285000% |  | 2017
GMP | Montpelier | Solar | Net-Metering | 6 | Active | 4290200% |  | 2017
GMP | Rutland Town | Solar | Net-Metering | 6 | Active | 4277600% |  | 2017
GMP | New Haven | Solar | Net-Metering | 4 | Active | 4292100% |  | 2017
GMP | Middlebury | Solar | Net-Metering | 3.75 | Active | 4297200% |  | 2017
GMP | Middlebury | Solar | Net-Metering | 15 | Active | 4297200% |  | 2017
GMP | Cornwall | Solar | Net-Metering | 10.5 | Active | 4290100% |  | 2017
GMP | Orwell | Solar | Net-Metering | 11 | Active | 4308100% |  | 2017
GMP | Dorset | Solar | Net-Metering | 4.48 | Active | 4291600% |  | 2017
GMP | Brattleboro | Solar | Net-Metering | 6 | Active | 4273900% |  | 2017
GMP | Fairfax | Solar | Net-Metering | 5 | Active | 4308300% |  | 2017
GMP | Essex | Solar | Net-Metering | 8 | Active | 4275400% |  | 2017
GMP | Brandon | Solar | Net-Metering | 5 | Active | 4277900% |  | 2017
GMP | Pownal | Solar | Net-Metering | 3.2 | Active | 4310500% |  | 2018
GMP | Montpelier | Solar | Net-Metering | 5 | Active | 4280300% |  | 2017
GMP | Essex Junction | Solar | Net-Metering | 7.6 | Active | 4285300% |  | 2017
GMP | Colchester | Solar | Net-Metering | 3.8 | Active | 4290900% |  | 2017
GMP | Middlesex | Solar | Net-Metering | 6.6 | Active | 4290100% |  | 2017
GMP | Ferrisburgh | Solar | Net-Metering | 8.75 | Active | 4273400% |  | 2016
GMP | Barre City | Solar | Net-Metering | 5 | Active | 4275100% |  | 2017
GMP | Proctor | Solar | Net-Metering | 7.6 | Active | 4279400% |  | 2017
GMP | Milton | Solar | Net-Metering | 6.6 | Active | 4276500% |  | 2017
GMP | Waterbury | Solar | Net-Metering | 3.6 | Active | 4289800% |  | 2017
GMP | Pittsford | Solar | Net-Metering | 3.8 | Active | 4278300% |  | 2017
GMP | Hartland | Solar | Net-Metering | 12 | Active | 4316800% |  | 2018
GMP | Salisbury | Solar | Net-Metering | 10.2 | Active | 4279400% |  | 2017
GMP | Milton | Solar | Net-Metering | 7.6 | Active | 4277900% |  | 2017
GMP | Colchester | Solar | Net-Metering | 6 | Active | 4277400% |  | 2017
GMP | Hartford | Solar | Net-Metering | 20 | Active | 4290800% |  | 2017
GMP | Plainfield | Solar | Net-Metering | 7.6 | Active | 4313300% |  | 2018
GMP | Middlebury | Solar | Net-Metering | 3.6 | Active | 4277900% |  | 2017
GMP | Addison | Solar | Net-Metering | 10 | Active | 4299600% |  | 2017
GMP | Pawlet | Solar | Net-Metering | 9.92 | Active | 4295600% |  | 2017
GMP | Jericho | Solar | Net-Metering | 3 | Active | 4274600% |  | 2017
GMP | Cabot | Solar | Net-Metering | 5 | Active | 4276800% |  | 2017
GMP | Montpelier | Solar | Net-Metering | 6 | Active | 4276800% |  | 2017
GMP | Essex Junction | Solar | Net-Metering | 6.6 | Active | 4278600% |  | 2017
GMP | Charlotte | Solar | Net-Metering | 3.8 | Active | 4279000% |  | 2017
GMP | Essex | Solar | Net-Metering | 3 | Active | 4281100% |  | 2017
GMP | Williston | Solar | Net-Metering | 6 | Active | 4277200% |  | 2017
GMP | Hinesburg | Solar | Net-Metering | 3 | Active | 4276800% |  | 2017
GMP | Essex Junction | Solar | Net-Metering | 6 | Active | 4277200% |  | 2017
GMP | Fairfax | Solar | Net-Metering | 3 | Active | 4275500% |  | 2017
GMP | Grafton | Solar | Net-Metering | 7.6 | Active | 4281800% |  | 2017
GMP | St. Albans City | Solar | Net-Metering | 3 | Active | 4300400% |  | 2017
GMP | Rockingham | Solar | Net-Metering | 6 | Active | 4289100% |  | 2017
GMP | Springfield | Solar | Net-Metering | 3.8 | Active | 4279600% |  | 2017
GMP | Bennington | Solar | Net-Metering | 114 | Active | 4289100% |  | 2017
GMP | Bennington | Solar | Net-Metering | 5 | Active | 4287800% |  | 2017
GMP | Guilford | Solar | Net-Metering | 5 | Active | 4287300% |  | 2017
GMP | Londonderry | Solar | Net-Metering | 11.52 | Active | 4292200% |  | 2017
GMP | Brattleboro | Solar | Net-Metering | 6.6 | Active | 4275300% |  | 2017
GMP | Essex Junction | Solar | Net-Metering | 3.8 | Active | 4299800% |  | 2017
GMP | Cornwall | Solar | Net-Metering | 7.6 | Active | 4308800% |  | 2017
GMP | Shelburne | Solar | Net-Metering | 6 | Active | 4291500% |  | 2017
GMP | Richmond | Solar | Net-Metering | 5 | Active | 4280900% |  | 2017
GMP | Wallingford | Solar | Net-Metering | 5 | Active | 4294400% |  | 2017
GMP | Williston | Solar | Net-Metering | 7.5 | Active | 4280100% |  | 2017
GMP | Jericho | Solar | Net-Metering | 7.6 | Active | 4276500% |  | 2017
GMP | Fayston | Solar | Net-Metering | 7.6 | Active | 4291600% |  | 2017
GMP | Colchester | Solar | Net-Metering | 11.4 | Active | 4283200% |  | 2017
GMP | Arlington | Solar | Net-Metering | 3 | Active | 4279000% |  | 2017
GMP | Bristol | Solar | Net-Metering | 3.5 | Active | 4288500% |  | 2017
GMP | Bristol | Solar | Net-Metering | 3.5 | Active | 4288500% |  | 2017
GMP | Bristol | Solar | Net-Metering | 3.5 | Active | 4288500% |  | 2017
GMP | Bristol | Solar | Net-Metering | 3.5 | Active | 4288500% |  | 2017
GMP | Bristol | Solar | Net-Metering | 3.5 | Active | 4288500% |  | 2017
GMP | Bristol | Solar | Net-Metering | 5 | Active | 4288500% |  | 2017
GMP | Bristol | Solar | Net-Metering | 8 | Active | 4288500% |  | 2017
GMP | Essex | Solar | Net-Metering | 15 | Active | 4309700% |  | 2017
GMP | Charlotte | Solar | Net-Metering | 10 | Active | 4299900% |  | 2017
GMP | South Burlington | Solar | Net-Metering | 10 | Active | 4292900% |  | 2017
GMP | Starksboro | Solar | Net-Metering | 14.2 | Active | 4312400% |  | 2018
GMP | Lincoln | Solar | Net-Metering | 6 | Active | 4274500% |  | 2017
GMP | Monkton | Solar | Net-Metering | 7.6 | Active | 4272000% |  | 2016
GMP | Montpelier | Solar | Net-Metering | 6 | Active | 4290200% |  | 2017
GMP | Dorset | Solar | Net-Metering | 15 | Active | 4299900% |  | 2017
GMP | Barre City | Solar | Net-Metering | 6 | Active | 4278800% |  | 2017
GMP | Bridgewater | Solar | Net-Metering | 10 | Active | 4278200% |  | 2017
GMP | Norwich | Solar | Net-Metering | 10 | Active | 4300500% |  | 2017
GMP | Pownal | Solar | Net-Metering | 6 | Active | 4279000% |  | 2017
GMP | Starksboro | Solar | Net-Metering | 3 | Active | 4277300% |  | 2017
GMP | Charlotte | Solar | Net-Metering | 4.2 | Active | 4277400% |  | 2017
GMP | Williston | Solar | Net-Metering | 3 | Active | 4276700% |  | 2017
GMP | Waitsfield | Solar | Net-Metering | 10.4 | Active | 4293000% |  | 2017
GMP | St. Albans City | Solar | Net-Metering | 5 | Active | 4275500% |  | 2017
GMP | Brandon | Solar | Net-Metering | 500 | Active | 4330800% |  | 2018
GMP | Londonderry | Solar | Net-Metering | 500 | Active | 4374600% |  | 2019
GMP | Brattleboro | Solar | Net-Metering | 7.6 | Active | 4286400% |  | 2017
GMP | Thetford | Solar | Net-Metering | 6 | Active | 4308100% |  | 2017
GMP | Monkton | Solar | Net-Metering | 10 | Active | 4295000% |  | 2017
GMP | Bennington | Solar | Net-Metering | 3.6 | Active | 4274700% |  | 2017
GMP | South Burlington | Solar | Net-Metering | 5 | Active | 4280100% |  | 2017
GMP | South Burlington | Solar | Net-Metering | 5.2 | Active | 4276800% |  | 2017
GMP | Sunderland | Solar | Net-Metering | 15 | Active | 4313200% |  | 2018
GMP | St. Albans City | Solar | Net-Metering | 15 | Active | 4282300% |  | 2017
GMP | South Burlington | Solar | Net-Metering | 5.2 | Active | 4287200% |  | 2017
GMP | Windsor | Solar | Net-Metering | 500 | Active | 4368600% |  | 2019
GMP | Shelburne | Solar | Net-Metering | 5 | Active | 4287700% |  | 2017
GMP | Thetford | Solar | Net-Metering | 3 | Active | 4305400% |  | 2017
GMP | Shrewsbury | Solar | Net-Metering | 11.4 | Active | 4280700% |  | 2017
GMP | Lincoln | Solar | Net-Metering | 6 | Active | 4306900% |  | 2017
GMP | Panton | Solar | Net-Metering | 15 | Active | 4310200% |  | 2018
GMP | Panton | Solar | Net-Metering | 3.8 | Active | 4288600% |  | 2017
GMP | Westminster | Solar | Net-Metering | 10 | Active | 4281800% |  | 2017
GMP | Milton | Solar | Net-Metering | 15 | Active | 4281600% |  | 2017
GMP | St. Albans City | Solar | Net-Metering | 6.6 | Active | 4277300% |  | 2017
GMP | Essex Junction | Solar | Net-Metering | 7.6 | Active | 4281100% |  | 2017
GMP | Pittsford | Solar | Net-Metering | 6 | Active | 4284400% |  | 2017
GMP | Charlotte | Solar | Net-Metering | 7.6 | Active | 4306000% |  | 2017
GMP | Monkton | Solar | Net-Metering | 7.6 | Active | 4286300% |  | 2017
GMP | Brandon | Solar | Net-Metering | 17 | Active | 4297100% |  | 2017
GMP | Woodstock | Solar | Net-Metering | 7.6 | Active | 4297800% |  | 2017
GMP | Randolph | Solar | Net-Metering | 6 | Active | 4308000% |  | 2017
GMP | Weston | Solar | Net-Metering | 6 | Active | 4286600% |  | 2017
GMP | Barnet | Solar | Net-Metering | 3 | Active | 4283700% |  | 2017
GMP | Norwich | Solar | Net-Metering | 10 | Active | 4305200% |  | 2017
GMP | Goshen | Solar | Net-Metering | 8 | Active | 4294000% |  | 2017
GMP | Georgia | Solar | Net-Metering | 3.8 | Active | 4286000% |  | 2017
GMP | Chittenden | Solar | Net-Metering | 7.6 | Active | 4305200% |  | 2017
GMP | Royalton | Solar | Net-Metering | 11.4 | Active | 4304200% |  | 2017
GMP | South Burlington | Solar | Net-Metering | 5.2 | Active | 4285700% |  | 2017
GMP | Cavendish | Solar | Net-Metering | 3.8 | Active | 4285300% |  | 2017
GMP | Corinth | Solar | Net-Metering | 15 | Active | 4290700% |  | 2017
GMP | Rutland City | Solar | Net-Metering | 12 | Active | 4305400% |  | 2017
GMP | Norwich | Solar | Net-Metering | 6.1 | Active | 4292300% |  | 2017
GMP | Woodstock | Solar | Net-Metering | 6 | Active | 4289200% |  | 2017
GMP | St. Albans City | Solar | Net-Metering | 7.6 | Active | 4283000% |  | 2017
GMP | Jericho | Solar | Net-Metering | 14.2 | Active | 4288100% |  | 2017
GMP | Peru | Solar | Net-Metering | 15 | Active | 4309700% |  | 2017
GMP | St. Albans City | Solar | Net-Metering | 3.8 | Active | 4300400% |  | 2017
GMP | Hinesburg | Solar | Net-Metering | 10.4 | Active | 4280000% |  | 2017
GMP | Jericho | Solar | Net-Metering | 5.2 | Active | 4280000% |  | 2017
GMP | Sharon | Solar | Net-Metering | 3.6 | Active | 4285100% |  | 2017
GMP | Hartford | Solar | Net-Metering | 3.8 | Active | 4300000% |  | 2017
GMP | Middlebury | Solar | Net-Metering | 15 | Active | 4280900% |  | 2017
GMP | Berlin | Solar | Net-Metering | 5 | Active | 4278900% |  | 2017
GMP | Ludlow | Solar | Net-Metering | 16 | Active | 4282200% |  | 2017
GMP | Hinesburg | Solar | Net-Metering | 15 | Active | 4303500% |  | 2017
GMP | Hinesburg | Solar | Net-Metering | 6 | Active | 4294900% |  | 2017
GMP | Underhill | Solar | Net-Metering | 4.2 | Active | 4276100% |  | 2017
GMP | Cornwall | Solar | Net-Metering | 7.98 | Active | 4311800% |  | 2018
GMP | Addison | Solar | Net-Metering | 10 | Active | 4285000% |  | 2017
GMP | Randolph | Solar | Net-Metering | 15 | Active | 4280700% |  | 2017
GMP | Jericho | Solar | Net-Metering | 7.6 | Active | 4283600% |  | 2017
GMP | Jamaica | Solar | Net-Metering | 7.6 | Active | 4276500% |  | 2017
GMP | Richmond | Solar | Net-Metering | 6 | Active | 4286000% |  | 2017
GMP | Cabot | Solar | Net-Metering | 5 | Active | 4293000% |  | 2017
GMP | Charlotte | Solar | Net-Metering | 6 | Active | 4287900% |  | 2017
GMP | Brandon | Solar | Net-Metering | 500 | Active | 4344100% |  | 2018
GMP | Worcester | Hydro | Net-Metering | 177.65 | Active | 3141300% |  | 1986
GMP | Sharon | Solar | Net-Metering | 5 | Active | 4308000% |  | 2017
GMP | Milton | Solar | Net-Metering | 15 | Active | 4280300% |  | 2017
GMP | Plymouth | Solar | Net-Metering | 3.8 | Active | 4292900% |  | 2017
GMP | Hinesburg | Solar | Net-Metering | 10 | Active | 4312900% |  | 2018
GMP | Essex Junction | Solar | Net-Metering | 15 | Active | 4309700% |  | 2017
GMP | Bennington | Solar | Net-Metering | 4.2 | Active | 4276200% |  | 2017
GMP | Bolton | Solar | Net-Metering | 6 | Active | 4302600% |  | 2017
GMP | Jericho | Solar | Net-Metering | 5 | Active | 4280000% |  | 2017
GMP | Jericho | Solar | Net-Metering | 3 | Active | 4294600% |  | 2017
GMP | Montpelier | Solar | Net-Metering | 5 | Active | 4308100% |  | 2017
GMP | South Burlington | Solar | Net-Metering | 52.8 | Active | 4296900% |  | 2017
GMP | Lincoln | Solar | Net-Metering | 5 | Active | 4311000% |  | 2018
GMP | Danby | Solar | Net-Metering | 6.3 | Active | 4296300% |  | 2017
GMP | St. Albans City | Solar | Net-Metering | 5 | Active | 4282300% |  | 2017
GMP | Roxbury | Solar | Net-Metering | 3.8 | Active | 4292300% |  | 2017
GMP | Fairfax | Solar | Net-Metering | 5 | Active | 4289200% |  | 2017
GMP | Middletown Springs | Solar | Net-Metering | 6 | Active | 4298300% |  | 2017
GMP | Colchester | Solar | Net-Metering | 6 | Active | 4285000% |  | 2017
GMP | Pittsford | Solar | Net-Metering | 7.6 | Active | 4288000% |  | 2017
GMP | Addison | Solar | Net-Metering | 7.6 | Active | 4295800% |  | 2017
GMP | Essex | Solar | Net-Metering | 6.6 | Active | 4277200% |  | 2017
GMP | Montpelier | Solar | Net-Metering | 5 | Active | 4276900% |  | 2017
GMP | Panton | Battery >= 20 KW | Utility | 1000 | Active | 4327900% |  | 2018
GMP | Hartford | Solar | Net-Metering | 10 | Active | 4303200% |  | 2017
GMP | Norwich | Solar | Net-Metering | 7.6 | Active | 4310500% |  | 2018
GMP | Essex | Solar | Net-Metering | 5.2 | Active | 4277200% |  | 2017
GMP | Newbury | Solar | Net-Metering | 500 | Active | 4381700% |  | 2019
GMP | Newfane | Solar | Net-Metering | 150 | Active | 4340300% |  | 2018
GMP | South Burlington | Bio | Net-Metering | 330 | Active | 4117600% |  | 2012
GMP | Randolph | Solar | Net-Metering | 6 | Active | 4310200% |  | 2018
GMP | St. Johnsbury | Solar | Net-Metering | 13.5 | Active | 4309700% |  | 2017
GMP | Richmond | Solar | Net-Metering | 14.4 | Active | 4310800% |  | 2018
GMP | Rutland Town | Solar | Net-Metering | 7.6 | Active | 4277600% |  | 2017
GMP | Ripton | Solar | Net-Metering | 13.2 | Active | 4308800% |  | 2017
GMP | Richmond | Solar | Net-Metering | 15 | Active | 4278100% |  | 2017
GMP | Ludlow | Solar | Net-Metering | 7 | Active | 4279600% |  | 2017
GMP | Bradford | Solar | Net-Metering | 5 | Active | 4296400% |  | 2017
GMP | Essex | Solar | Net-Metering | 3 | Active | 4283700% |  | 2017
GMP | Pittsfield | Solar | Net-Metering | 6.6 | Active | 4278000% |  | 2017
GMP | Essex | Solar | Net-Metering | 3.8 | Active | 4278600% |  | 2017
GMP | Monkton | Solar | Net-Metering | 15 | Active | 4277900% |  | 2017
GMP | Hartford | Solar | Net-Metering | 5 | Active | 4289200% |  | 2017
GMP | Barnet | Solar | Net-Metering | 11.4 | Active | 4281800% |  | 2017
GMP | South Burlington | Solar | Net-Metering | 4 | Active | 4289200% |  | 2017
GMP | Fairfax | Solar | Net-Metering | 15 | Active | 4310200% |  | 2018
GMP | St. Albans City | Solar | Net-Metering | 3 | Active | 4307700% |  | 2017
GMP | Whiting | Solar | Net-Metering | 14.05 | Active | 4284900% |  | 2017
GMP | Barre City | Solar | Net-Metering | 3.8 | Active | 4279300% |  | 2017
GMP | St. Albans City | Solar | Net-Metering | 3.8 | Active | 4300700% |  | 2017
GMP | St. Albans City | Solar | Net-Metering | 3.8 | Active | 4299300% |  | 2017
GMP | St. Albans City | Solar | Net-Metering | 3 | Active | 4300700% |  | 2017
GMP | St. Albans City | Solar | Net-Metering | 3 | Active | 4301300% |  | 2017
GMP | St. Albans City | Solar | Net-Metering | 3.8 | Active | 4303500% |  | 2017
GMP | St. Albans City | Solar | Net-Metering | 3.8 | Active | 4301700% |  | 2017
GMP | St. Albans City | Solar | Net-Metering | 3 | Active | 4301300% |  | 2017
GMP | St. Albans City | Solar | Net-Metering | 3 | Active | 4299300% |  | 2017
GMP | St. Albans City | Solar | Net-Metering | 3.8 | Active | 4300400% |  | 2017
GMP | St. Albans City | Solar | Net-Metering | 6 | Active | 4301000% |  | 2017
GMP | Cornwall | Solar | Net-Metering | 15 | Active | 4283900% |  | 2017
GMP | Pittsford | Solar | Net-Metering | 5.2 | Active | 4278300% |  | 2017
GMP | Sharon | Solar | Net-Metering | 3.8 | Active | 4295400% |  | 2017
GMP | St. Albans City | Solar | Net-Metering | 6.6 | Active | 4302600% |  | 2017
GMP | St. Albans City | Solar | Net-Metering | 3.8 | Active | 4305200% |  | 2017
GMP | Fairfax | Solar | Net-Metering | 3.8 | Active | 4278900% |  | 2017
GMP | Norwich | Solar | Net-Metering | 7.6 | Active | 4318200% |  | 2018
GMP | St. Albans City | Solar | Net-Metering | 3.8 | Active | 4299300% |  | 2017
GMP | Addison | Solar | Net-Metering | 3.8 | Active | 4283000% |  | 2017
GMP | Norwich | Solar | Net-Metering | 6 | Active | 4295400% |  | 2017
GMP | Brandon | Solar | Net-Metering | 5.2 | Active | 4281100% |  | 2017
GMP | Berlin | Solar | Net-Metering | 3 | Active | 4290900% |  | 2017
GMP | St. Albans City | Solar | Net-Metering | 3.8 | Active | 4300700% |  | 2017
GMP | Sharon | Solar | Net-Metering | 10 | Active | 4293700% |  | 2017
GMP | Arlington | Solar | Net-Metering | 5 | Active | 4287700% |  | 2017
GMP | Cambridge | Solar | Net-Metering | 150 | Active | 4345200% |  | 2018
GMP | Springfield | Solar | Net-Metering | 10 | Active | 4301200% |  | 2017
GMP | Hinesburg | Solar | Net-Metering | 5 | Active | 4284200% |  | 2017
GMP | East Montpelier | Solar | Net-Metering | 7.6 | Active | 4297600% |  | 2017
GMP | Bethel | Solar | Net-Metering | 5 | Active | 4302600% |  | 2017
GMP | Charlotte | Solar | Net-Metering | 15 | Active | 4311800% |  | 2018
GMP | Shelburne | Solar | Net-Metering | 7.6 | Active | 4311800% |  | 2018
GMP | Hinesburg | Solar | Net-Metering | 3.8 | Active | 4281500% |  | 2017
GMP | Middlebury | Solar | Net-Metering | 3.5 | Active | 4282300% |  | 2017
GMP | Randolph | Solar | Net-Metering | 100 | Active | 4326500% |  | 2018
GMP | Weathersfield | Solar | Net-Metering | 7.6 | Active | 4306900% |  | 2017
GMP | Norwich | Solar | Net-Metering | 7.6 | Active | 4290900% |  | 2017
GMP | Stockbridge | Solar | Net-Metering | 6 | Active | 4283700% |  | 2017
GMP | Montpelier | Solar | Net-Metering | 5 | Active | 4312400% |  | 2018
GMP | Starksboro | Solar | Net-Metering | 5.5 | Active | 4278700% |  | 2017
GMP | Middlebury | Solar | Net-Metering | 15 | Active | 4282300% |  | 2017
GMP | St. Albans City | Solar | Net-Metering | 3.8 | Active | 4300700% |  | 2017
GMP | Roxbury | Solar | Net-Metering | 11.4 | Active | 4286700% |  | 2017
GMP | Norwich | Solar | Net-Metering | 11.4 | Active | 4310400% |  | 2018
GMP | Middlesex | Solar | Net-Metering | 6.6 | Active | 4311600% |  | 2018
GMP | Pittsford | Solar | Net-Metering | 9 | Active | 4298500% |  | 2017
GMP | Lincoln | Solar | Net-Metering | 12.88 | Active | 4304500% |  | 2017
GMP | Monkton | Solar | Net-Metering | 13.15 | Active | 4308900% |  | 2017
GMP | Essex | Solar | Net-Metering | 7.6 | Active | 4278900% |  | 2017
GMP | Rockingham | Solar | Net-Metering | 500 | Active | 4344700% |  | 2018
GMP | Hartford | Solar | Net-Metering | 6 | Active | 4282900% |  | 2017
GMP | Fletcher | Solar | Net-Metering | 3.8 | Active | 4290000% |  | 2017
GMP | Waterbury | Solar | Net-Metering | 7.6 | Active | 4287700% |  | 2017
GMP | Weathersfield | Solar | Net-Metering | 6 | Active | 4283500% |  | 2017
GMP | Hinesburg | Solar | Net-Metering | 3.8 | Active | 4290200% |  | 2017
GMP | Tinmouth | Solar | Net-Metering | 6 | Active | 4284400% |  | 2017
GMP | South Burlington | Solar | Net-Metering | 5 | Active | 4285800% |  | 2017
GMP | West Windsor | Solar | Net-Metering | 5 | Active | 4281800% |  | 2017
GMP | Weybridge | Solar | Net-Metering | 10 | Active | 4293500% |  | 2017
GMP | Weybridge | Solar | Net-Metering | 3.8 | Active | 4280900% |  | 2017
GMP | Huntington | Solar | Net-Metering | 6 | Active | 4289300% |  | 2017
GMP | Sudbury | Solar | Net-Metering | 5.2 | Active | 4282500% |  | 2017
GMP | Hartford | Solar | Net-Metering | 15 | Active | 4308300% |  | 2017
GMP | Rutland Town | Solar | Net-Metering | 15 | Active | 4333600% |  | 2018
GMP | Brattleboro | Solar | Net-Metering | 6.6 | Active | 4279300% |  | 2017
GMP | Essex | Solar | Net-Metering | 6.6 | Active | 4279000% |  | 2017
GMP | South Burlington | Solar | Net-Metering | 2.95 | Active | 4279600% |  | 2017
GMP | Hartford | Solar | Net-Metering | 6 | Active | 4278900% |  | 2017
GMP | Hartford | Solar | Net-Metering | 3.8 | Active | 4279500% |  | 2017
GMP | Bristol | Solar | Net-Metering | 6 | Active | 4281100% |  | 2017
GMP | St. Albans City | Solar | Net-Metering | 500 | Active | 4304800% |  | 2017
GMP | St. Albans City | Solar | Net-Metering | 3.8 | Active | 4301300% |  | 2017
GMP | Essex | Solar | Net-Metering | 3 | Active | 4279700% |  | 2017
GMP | Jericho | Solar | Net-Metering | 3.6 | Active | 4299100% |  | 2017
GMP | Middlebury | Solar | Net-Metering | 11.2 | Active | 4288600% |  | 2017
GMP | Bennington | Solar | Net-Metering | 5.2 | Active | 4279500% |  | 2017
GMP | Waterbury | Solar | Net-Metering | 7.6 | Active | 4285300% |  | 2017
GMP | Thetford | Solar | Net-Metering | 3.8 | Active | 4293600% |  | 2017
GMP | Shelburne | Solar | Net-Metering | 7.6 | Active | 4285300% |  | 2017
GMP | Essex | Solar | Net-Metering | 5 | Active | 4281500% |  | 2017
GMP | Richmond | Solar | Net-Metering | 10 | Active | 4291300% |  | 2017
GMP | Middlebury | Solar | Net-Metering | 3.8 | Active | 4280400% |  | 2017
GMP | Rutland Town | Solar | Net-Metering | 3.8 | Active | 4280000% |  | 2017
GMP | Colchester | Solar | Net-Metering | 5.2 | Active | 4279700% |  | 2017
GMP | Charlotte | Solar | Net-Metering | 6.6 | Active | 4280000% |  | 2017
GMP | Shelburne | Solar | Net-Metering | 7 | Active | 4279600% |  | 2017
GMP | Montpelier | Solar | Net-Metering | 3 | Active | 4285300% |  | 2017
GMP | Colchester | Solar | Net-Metering | 3.8 | Active | 4282400% |  | 2017
GMP | Hartford | Solar | Net-Metering | 3 | Active | 4290800% |  | 2017
GMP | Richmond | Solar | Net-Metering | 3.8 | Active | 4288700% |  | 2017
GMP | Charlotte | Solar | Net-Metering | 12.8 | Active | 4299900% |  | 2017
GMP | Georgia | Solar | Net-Metering | 3 | Active | 4283000% |  | 2017
GMP | Colchester | Solar | Net-Metering | 7.6 | Active | 4280700% |  | 2017
GMP | Essex | Solar | Net-Metering | 3.8 | Active | 4280100% |  | 2017
GMP | Essex | Solar | Net-Metering | 6.6 | Active | 4280200% |  | 2017
GMP | Hartford | Solar | Net-Metering | 3 | Active | 4283200% |  | 2017
GMP | Rutland City | Solar | Net-Metering | 86.4 | Active | 4295500% |  | 2017
GMP | Brattleboro | Solar | Net-Metering | 4 | Active | 4280300% |  | 2017
GMP | Milton | Solar | Net-Metering | 6.6 | Active | 4280100% |  | 2017
GMP | Shelburne | Solar | Net-Metering | 15 | Active | 4280200% |  | 2017
GMP | Peacham | Solar | Net-Metering | 5 | Active | 4283700% |  | 2017
GMP | Cambridge | Solar | Net-Metering | 7.6 | Active | 4293000% |  | 2017
GMP | Norwich | Solar | Net-Metering | 7.6 | Active | 4286000% |  | 2017
GMP | Bristol | Solar | Net-Metering | 7.6 | Active | 4295400% |  | 2017
GMP | Hartford | Solar | Net-Metering | 5 | Active | 4287100% |  | 2017
GMP | West Windsor | Solar | Net-Metering | 3 | Active | 4287800% |  | 2017
GMP | Mount Holly | Solar | Net-Metering | 5.17 | Active | 4290000% |  | 2017
GMP | Montpelier | Solar | Net-Metering | 7.6 | Active | 4288100% |  | 2017
GMP | Wallingford | Solar | Net-Metering | 6 | Active | 4287300% |  | 2017
GMP | South Burlington | Solar | Net-Metering | 3 | Active | 4282800% |  | 2017
GMP | South Burlington | Solar | Net-Metering | 5 | Active | 4296500% |  | 2017
GMP | Richmond | Solar | Net-Metering | 7.6 | Active | 4283900% |  | 2017
GMP | South Burlington | Solar | Net-Metering | 6.6 | Active | 4282900% |  | 2017
GMP | St. Albans City | Solar | Net-Metering | 3.8 | Active | 4289300% |  | 2017
GMP | Rutland City | Solar | Net-Metering | 7.6 | Active | 4282500% |  | 2017
GMP | St. Albans City | Solar | Net-Metering | 6.6 | Active | 4285900% |  | 2017
GMP | Milton | Solar | Net-Metering | 5.2 | Active | 4282100% |  | 2017
GMP | Randolph | Solar | Net-Metering | 6 | Active | 4282100% |  | 2017
GMP | Hinesburg | Solar | Net-Metering | 7.2 | Active | 4289200% |  | 2017
GMP | Addison | Solar | Net-Metering | 7.6 | Active | 4280900% |  | 2017
GMP | Pittsford | Solar | Net-Metering | 3.8 | Active | 4284300% |  | 2017
GMP | Pittsford | Solar | Net-Metering | 6.6 | Active | 4285000% |  | 2017
GMP | Williamstown | Solar | Net-Metering | 3.8 | Active | 4280700% |  | 2017
GMP | Hinesburg | Solar | Net-Metering | 3 | Active | 4282300% |  | 2017
GMP | St. Albans City | Solar | Net-Metering | 7.6 | Active | 4282300% |  | 2017
GMP | Colchester | Solar | Net-Metering | 5.2 | Active | 4288100% |  | 2017
GMP | Hartford | Solar | Net-Metering | 6 | Active | 4283700% |  | 2017
GMP | Milton | Solar | Net-Metering | 5.2 | Active | 4280300% |  | 2017
GMP | Barre City | Solar | Net-Metering | 3.6 | Active | 4283700% |  | 2017
GMP | Barre City | Solar | Net-Metering | 3 | Active | 4285300% |  | 2017
GMP | Pownal | Solar | Net-Metering | 5.2 | Active | 4281600% |  | 2017
GMP | Shrewsbury | Solar | Net-Metering | 5 | Active | 4288600% |  | 2017
GMP | Colchester | Solar | Net-Metering | 7.6 | Active | 4284600% |  | 2017
GMP | Woodford | Solar | Net-Metering | 3.8 | Active | 4281600% |  | 2017
GMP | Randolph | Solar | Net-Metering | 6.6 | Active | 4280700% |  | 2017
GMP | Royalton | Solar | Net-Metering | 7.6 | Active | 4283700% |  | 2017
GMP | Barre City | Solar | Net-Metering | 6.6 | Active | 4280700% |  | 2017
GMP | Bennington | Solar | Net-Metering | 5.2 | Active | 4283800% |  | 2017
GMP | Essex | Solar | Net-Metering | 7.6 | Active | 4282900% |  | 2017
GMP | Woodford | Solar | Net-Metering | 12 | Active | 4283700% |  | 2017
GMP | South Burlington | Solar | Net-Metering | 10.4 | Active | 4281000% |  | 2017
GMP | Pittsford | Solar | Net-Metering | 7.6 | Active | 4281100% |  | 2017
GMP | Colchester | Solar | Net-Metering | 3 | Active | 4281100% |  | 2017
GMP | Westminster | Solar | Net-Metering | 6.6 | Active | 4296800% |  | 2017
GMP | Pownal | Solar | Net-Metering | 6 | Active | 4282300% |  | 2017
GMP | Bennington | Solar | Net-Metering | 6 | Active | 4285200% |  | 2017
GMP | Brattleboro | Solar | Net-Metering | 5.2 | Active | 4283700% |  | 2017
GMP | Essex | Solar | Net-Metering | 6.6 | Active | 4289800% |  | 2017
GMP | Jericho | Solar | Net-Metering | 7.6 | Active | 4297900% |  | 2017
GMP | Chittenden | Solar | Net-Metering | 6 | Active | 4295000% |  | 2017
GMP | Starksboro | Solar | Net-Metering | 4 | Active | 4288100% |  | 2017
GMP | Charlotte | Solar | Net-Metering | 3.6 | Active | 4289200% |  | 2017
GMP | Essex | Solar | Net-Metering | 3.6 | Active | 4282400% |  | 2017
GMP | Brattleboro | Solar | Net-Metering | 3 | Active | 4285300% |  | 2017
GMP | Colchester | Solar | Net-Metering | 7.6 | Active | 4282400% |  | 2017
GMP | Milton | Solar | Net-Metering | 6 | Active | 4282400% |  | 2017
GMP | Shoreham | Solar | Net-Metering | 100 | Active | 4327900% |  | 2018
GMP | Underhill | Solar | Net-Metering | 4.2 | Active | 4287400% |  | 2017
GMP | St. Albans City | Solar | Net-Metering | 7.6 | Active | 4289300% |  | 2017
GMP | Woodford | Solar | Net-Metering | 6.6 | Active | 4288000% |  | 2017
GMP | Bolton | Solar | Net-Metering | 7.6 | Active | 4290700% |  | 2017
GMP | Manchester | Solar | Net-Metering | 500 | Active | 4345200% |  | 2018
GMP | Hinesburg | Solar | Net-Metering | 6 | Active | 4289300% |  | 2017
GMP | Essex | Solar | Net-Metering | 6.6 | Active | 4281500% |  | 2017
GMP | Woodford | Solar | Net-Metering | 5.2 | Active | 4288000% |  | 2017
GMP | Leicester | Solar | Net-Metering | 8 | Active | 4284300% |  | 2017
GMP | Essex | Solar | Net-Metering | 13.2 | Active | 4285300% |  | 2017
GMP | Brattleboro | Solar | Net-Metering | 6.6 | Active | 4285800% |  | 2017
GMP | Shaftsbury | Solar | Net-Metering | 3 | Active | 4285700% |  | 2017
GMP | Bennington | Solar | Net-Metering | 5.2 | Active | 4284200% |  | 2017
GMP | Huntington | Solar | Net-Metering | 6.6 | Active | 4283900% |  | 2017
GMP | Rutland City | Solar | Net-Metering | 6 | Active | 4289300% |  | 2017
GMP | Underhill | Solar | Net-Metering | 6.6 | Active | 4289800% |  | 2017
GMP | Charlotte | Solar | Net-Metering | 30 | Active | 4298400% |  | 2017
GMP | Colchester | Solar | Net-Metering | 264 | Active | 4332800% |  | 2018
GMP | Barre City | Solar | Net-Metering | 6.6 | Active | 4285300% |  | 2017
GMP | Barre City | Solar | Net-Metering | 5.2 | Active | 4290600% |  | 2017
GMP | Hartford | Solar | Net-Metering | 3.6 | Active | 4285100% |  | 2017
GMP | Randolph | Solar | Net-Metering | 11.4 | Active | 4282400% |  | 2017
GMP | Washington | Solar | Net-Metering | 6.6 | Active | 4290600% |  | 2017
GMP | Essex | Solar | Net-Metering | 3.6 | Active | 4289400% |  | 2017
GMP | Colchester | Solar | Net-Metering | 6.6 | Active | 4285900% |  | 2017
GMP | Essex | Solar | Net-Metering | 12.8 | Active | 4283200% |  | 2017
GMP | Rutland City | Solar | Net-Metering | 10 | Active | 4295500% |  | 2017
GMP | Winooski | Solar | Net-Metering | 7.6 | Active | 4288600% |  | 2017
GMP | Bennington | Solar | Net-Metering | 6.6 | Active | 4285700% |  | 2017
GMP | St. Albans City | Solar | Net-Metering | 3 | Active | 4284900% |  | 2017
GMP | Winooski | Solar | Net-Metering | 11.4 | Active | 4289300% |  | 2017
GMP | Montpelier | Solar | Net-Metering | 5 | Active | 4295600% |  | 2017
GMP | Montpelier | Solar | Net-Metering | 3 | Active | 4294200% |  | 2017
GMP | Barre City | Solar | Net-Metering | 10 | Active | 4288700% |  | 2017
GMP | Warren | Solar | Net-Metering | 7.6 | Active | 4283600% |  | 2017
GMP | Charlotte | Solar | Net-Metering | 6.6 | Active | 4292800% |  | 2017
GMP | Lincoln | Solar | Net-Metering | 3.6 | Active | 4289900% |  | 2017
GMP | Milton | Solar | Net-Metering | 7.6 | Active | 4289500% |  | 2017
GMP | Arlington | Solar | Net-Metering | 5.2 | Active | 4284200% |  | 2017
GMP | Bristol | Solar | Net-Metering | 6.6 | Active | 4287800% |  | 2017
GMP | Rutland Town | Solar | Net-Metering | 6 | Active | 4288500% |  | 2017
GMP | Vergennes | Solar | Net-Metering | 7.6 | Active | 4283800% |  | 2017
GMP | Williston | Solar | Net-Metering | 150 | Active | 4313800% |  | 2018
GMP | Westford | Solar | Net-Metering | 3.6 | Active | 4288100% |  | 2017
GMP | Georgia | Solar | Net-Metering | 7.6 | Active | 4287800% |  | 2017
GMP | Woodford | Solar | Net-Metering | 3.8 | Active | 4285700% |  | 2017
GMP | Woodford | Solar | Net-Metering | 3.6 | Active | 4287800% |  | 2017
GMP | Middlebury | Solar | Net-Metering | 5.88 | Active | 4287800% |  | 2017
GMP | Bristol | Solar | Net-Metering | 14.56 | Active | 4306000% |  | 2017
GMP | Killington | Solar | Net-Metering | 6.72 | Active | 4310900% |  | 2018
GMP | Bristol | Solar | Net-Metering | 8.4 | Active | 4308800% |  | 2017
GMP | Lincoln | Solar | Net-Metering | 6 | Active | 4287800% |  | 2017
GMP | Colchester | Solar | Net-Metering | 6 | Active | 4290600% |  | 2017
GMP | Chester | Solar | Net-Metering | 11.4 | Active | 4290500% |  | 2017
GMP | Vernon | Solar | Net-Metering | 3.6 | Active | 4285300% |  | 2017
GMP | Jericho | Solar | Net-Metering | 3.6 | Active | 4289900% |  | 2017
GMP | Rutland City | Solar | Net-Metering | 5.2 | Active | 4285700% |  | 2017
GMP | Williston | Solar | Net-Metering | 11.4 | Active | 4287800% |  | 2017
GMP | Shelburne | Solar | Net-Metering | 6.6 | Active | 4287900% |  | 2017
GMP | Bethel | Solar | Net-Metering | 11 | Active | 4287900% |  | 2017
GMP | Brandon | Solar | Net-Metering | 9 | Active | 4288000% |  | 2017
GMP | Middlebury | Solar | Net-Metering | 121.1 | Active | 4308400% |  | 2017
GMP | Newbury | Solar | Net-Metering | 150 | Active | 4366100% |  | 2019
GMP | Norwich | Solar | Net-Metering | 150 | Active | 4368300% |  | 2019
GMP | Berlin | Solar | Net-Metering | 3 | Active | 4288100% |  | 2017
GMP | Hinesburg | Solar | Net-Metering | 10 | Active | 4288100% |  | 2017
GMP | Fairfax | Solar | Net-Metering | 16 | Active | 4290000% |  | 2017
GMP | Richmond | Solar | Net-Metering | 3.6 | Active | 4289500% |  | 2017
GMP | Essex Junction | Solar | Net-Metering | 3 | Active | 4288500% |  | 2017
GMP | Barre Town | Solar | Net-Metering | 7.6 | Active | 4288700% |  | 2017
GMP | Williston | Solar | Net-Metering | 5.2 | Active | 4289400% |  | 2017
GMP | St. Albans City | Solar | Net-Metering | 3.8 | Active | 4300400% |  | 2017
GMP | Bennington | Solar | Net-Metering | 6 | Active | 4285800% |  | 2017
GMP | Granville | Solar | Net-Metering | 6 | Active | 4287700% |  | 2017
GMP | West Rutland | Solar | Net-Metering | 6 | Active | 4287900% |  | 2017
GMP | Brookfield | Solar | Net-Metering | 5 | Active | 4289500% |  | 2017
GMP | Middlebury | Solar | Net-Metering | 6 | Active | 4286400% |  | 2017
GMP | Springfield | Solar | Net-Metering | 6 | Active | 4310200% |  | 2018
GMP | Springfield | Solar | Net-Metering | 3 | Active | 4287800% |  | 2017
GMP | Williston | Solar | Net-Metering | 7.6 | Active | 4290700% |  | 2017
GMP | Underhill | Solar | Net-Metering | 6 | Active | 4307700% |  | 2017
GMP | Georgia | Solar | Net-Metering | 6 | Active | 4288600% |  | 2017
GMP | Essex | Solar | Net-Metering | 6 | Active | 4284600% |  | 2017
GMP | Colchester | Solar | Net-Metering | 3 | Active | 4289500% |  | 2017
GMP | Weathersfield | Solar | Net-Metering | 12.5 | Active | 4289900% |  | 2017
GMP | Castleton | Solar | Net-Metering | 5 | Active | 4283000% |  | 2017
GMP | Clarendon | Solar | Net-Metering | 135 | Active | 4290800% |  | 2017
GMP | Proctor | Solar | Net-Metering | 6 | Active | 4285700% |  | 2017
GMP | SHrewsbury | Solar | Net-Metering | 6 | Active | 4287700% |  | 2017
GMP | Essex Junction | Solar | Net-Metering | 3 | Active | 4284400% |  | 2017
GMP | Milton | Solar | Net-Metering | 6.6 | Active | 4285600% |  | 2017
GMP | Stamford | Solar | Net-Metering | 3.6 | Active | 4286600% |  | 2017
GMP | Milton | Solar | Net-Metering | 10.4 | Active | 4289500% |  | 2017
GMP | St. Albans City | Solar | Net-Metering | 3.6 | Active | 4285900% |  | 2017
GMP | Bennington | Solar | Net-Metering | 6.6 | Active | 4287800% |  | 2017
GMP | Sunderland | Solar | Net-Metering | 4.48 | Active | 4286000% |  | 2017
GMP | Arlington | Solar | Net-Metering | 5.76 | Active | 4285300% |  | 2017
GMP | Braintree | Solar | Net-Metering | 3 | Active | 4288800% |  | 2017
GMP | Charlotte | Solar | Net-Metering | 6 | Active | 4287200% |  | 2017
GMP | Charlotte | Solar | Net-Metering | 5.2 | Active | 4287400% |  | 2017
GMP | Westminster | Solar | Net-Metering | 6 | Active | 4051100% |  | 2010
GMP | St. Johnsbury | Solar | Net-Metering | 500 | Active | 4361400% |  | 2019
GMP | Braintree | Solar | Net-Metering | 5 | Active | 4287000% |  | 2017
GMP | Westminster | Solar | Net-Metering | 6 | Active | 4285300% |  | 2017
GMP | Washington | Solar | Net-Metering | 6 | Active | 4287400% |  | 2017
GMP | Cambridge | Solar | Net-Metering | 3 | Active | 4294800% |  | 2017
GMP | Westminster | Solar | Net-Metering | 5.36 | Active | 4097100% |  | 2012
GMP | Cambridge | Solar | Net-Metering | 4.2 | Active | 4308200% |  | 2017
GMP | Brattleboro | Solar | Net-Metering | 4.3 | Active | 4127700% |  | 2013
GMP | Dummerston | Solar | Net-Metering | 14.59 | Active | 4111700% |  | 2012
GMP | Orwell | Solar | Net-Metering | 3.25 | Active | 4294000% |  | 2017
GMP | Colchester | Solar | Net-Metering | 3 | Active | 4286000% |  | 2017
GMP | Cambridge | Solar | Net-Metering | 11.8 | Active | 4297200% |  | 2017
GMP | Charlotte | Solar | Net-Metering | 6.75 | Active | 4294400% |  | 2017
GMP | Westminster | Solar | Net-Metering | 7.7 | Active | 4048000% |  | 2010
GMP | Waterbury | Solar | Net-Metering | 7.6 | Active | 4299000% |  | 2017
GMP | Berlin | Solar | Net-Metering | 7.6 | Active | 4290900% |  | 2017
GMP | Rutland Town | Solar | Net-Metering | 7.6 | Active | 4290800% |  | 2017
GMP | Poultney | Solar | Net-Metering | 6 | Active | 4292300% |  | 2017
GMP | Randolph | Solar | Net-Metering | 11.4 | Active | 4289800% |  | 2017
GMP | Randolph | Solar | Net-Metering | 3.6 | Active | 4293600% |  | 2017
GMP | Montpelier | Solar | Net-Metering | 5 | Active | 4294900% |  | 2017
GMP | Milton | Solar | Net-Metering | 7.6 | Active | 4287800% |  | 2017
GMP | Brandon | Solar | Net-Metering | 10.4 | Active | 4290200% |  | 2017
GMP | Halifax | Solar | Net-Metering | 3.8 | Active | 4287900% |  | 2017
GMP | Jericho | Solar | Net-Metering | 4.05 | Active | 4287100% |  | 2017
GMP | Grafton | Solar | Net-Metering | 5.5 | Active | 4287900% |  | 2017
GMP | Hartford | Solar | Net-Metering | 5 | Active | 4291400% |  | 2017
GMP | Underhill | Solar | Net-Metering | 5 | Active | 4288800% |  | 2017
GMP | Washington | Solar | Net-Metering | 6 | Active | 4289400% |  | 2017
GMP | Milton | Solar | Net-Metering | 3.8 | Active | 4290000% |  | 2017
GMP | Poultney | Solar | Net-Metering | 6 | Active | 4292300% |  | 2017
GMP | Springfield | Solar | Net-Metering | 3 | Active | 4305400% |  | 2017
GMP | Shoreham | Solar | Net-Metering | 6 | Active | 4293000% |  | 2017
GMP | Springfield | Solar | Net-Metering | 7.6 | Active | 4292700% |  | 2017
GMP | Springfield | Solar | Net-Metering | 6 | Active | 4294000% |  | 2017
GMP | Jericho | Solar | Net-Metering | 7.6 | Active | 4294800% |  | 2017
GMP | Shoreham | Solar | Net-Metering | 6 | Active | 4291200% |  | 2017
GMP | Jericho | Solar | Net-Metering | 6 | Active | 4299100% |  | 2017
GMP | Waitsfield | Solar | Net-Metering | 7.6 | Active | 4285600% |  | 2017
GMP | St. Albans City | Solar | Net-Metering | 7.6 | Active | 4297900% |  | 2017
GMP | Milton | Solar | Net-Metering | 3 | Active | 4287800% |  | 2017
GMP | Bennington | Solar | Net-Metering | 3.8 | Active | 4286000% |  | 2017
GMP | New Haven | Solar | Net-Metering | 11.4 | Active | 4293700% |  | 2017
GMP | Woodstock | Solar | Net-Metering | 5 | Active | 4293700% |  | 2017
GMP | Williston | Solar | Net-Metering | 3.8 | Active | 4290800% |  | 2017
GMP | Monkton | Solar | Net-Metering | 6 | Active | 4291300% |  | 2017
GMP | Bennington | Solar | Net-Metering | 11.4 | Active | 4287900% |  | 2017
GMP | Richmond | Solar | Net-Metering | 3.6 | Active | 4289800% |  | 2017
GMP | Danby | Solar | Net-Metering | 6 | Active | 4287100% |  | 2017
GMP | Manchester | Solar | Net-Metering | 3 | Active | 4294800% |  | 2017
GMP | Dorset | Solar | Net-Metering | 4.69 | Active | 4294400% |  | 2017
GMP | Dorset | Solar | Net-Metering | 8 | Active | 4293500% |  | 2017
GMP | Richmond | Solar | Net-Metering | 7.6 | Active | 4288700% |  | 2017
GMP | Jericho | Solar | Net-Metering | 6 | Active | 4287900% |  | 2017
GMP | Essex | Solar | Net-Metering | 3.6 | Active | 4289400% |  | 2017
GMP | Essex | Solar | Net-Metering | 9 | Active | 4288000% |  | 2017
GMP | Springfield | Solar | Net-Metering | 7.5 | Active | 4287700% |  | 2017
GMP | South Burlington | Solar | Net-Metering | 5 | Active | 4291500% |  | 2017
GMP | Williston | Solar | Net-Metering | 93 | Active | 4309700% |  | 2017
GMP | Hartford | Solar | Net-Metering | 6.6 | Active | 4290800% |  | 2017
GMP | Barre City | Solar | Net-Metering | 5.2 | Active | 4299200% |  | 2017
GMP | Sheldon | Solar | Net-Metering | 6.6 | Active | 4293400% |  | 2017
GMP | Milton | Solar | Net-Metering | 10 | Active | 4291600% |  | 2017
GMP | Randolph | Solar | Net-Metering | 3.8 | Active | 4295600% |  | 2017
GMP | East Montpelier | Solar | Net-Metering | 6 | Active | 4287700% |  | 2017
GMP | Underhill | Solar | Net-Metering | 6 | Active | 4292300% |  | 2017
GMP | Woodstock | Solar | Net-Metering | 6 | Active | 4299800% |  | 2017
GMP | Charlotte | Solar | Net-Metering | 13.2 | Active | 4300000% |  | 2017
GMP | Granville | Solar | Net-Metering | 5.2 | Active | 4290800% |  | 2017
GMP | Brandon | Solar | Net-Metering | 6.6 | Active | 4290200% |  | 2017
GMP | Rutland City | Solar | Net-Metering | 3.6 | Active | 4293700% |  | 2017
GMP | Randolph | Solar | Net-Metering | 3.8 | Active | 4286700% |  | 2017
GMP | Milton | Solar | Net-Metering | 3 | Active | 4288600% |  | 2017
GMP | Colchester | Solar | Net-Metering | 144 | Active | 4301300% |  | 2017
GMP | Pawlet | Solar | Net-Metering | 3.84 | Active | 4294900% |  | 2017
GMP | Killington | Solar | Net-Metering | 15 | Active | 4305500% |  | 2017
GMP | Killington | Solar | Net-Metering | 15 | Active | 4303200% |  | 2017
GMP | Killington | Solar | Net-Metering | 15 | Active | 4305500% |  | 2017
GMP | Killington | Solar | Net-Metering | 15 | Active | 4303200% |  | 2017
GMP | Killington | Solar | Net-Metering | 15 | Active | 4328400% |  | 2018
GMP | St. Albans City | Solar | Net-Metering | 5 | Active | 4288700% |  | 2017
GMP | Hartford | Solar | Net-Metering | 4.2 | Active | 4289400% |  | 2017
GMP | Westford | Solar | Net-Metering | 3.6 | Active | 4299100% |  | 2017
GMP | Middlebury | Solar | Net-Metering | 6.6 | Active | 4292300% |  | 2017
GMP | Richmond | Solar | Net-Metering | 5.2 | Active | 4289800% |  | 2017
GMP | Williston | Solar | Net-Metering | 6 | Active | 4289400% |  | 2017
GMP | Hartland | Solar | Net-Metering | 3.8 | Active | 4288000% |  | 2017
GMP | Bethel | Solar | Net-Metering | 11.4 | Active | 4287700% |  | 2017
GMP | St. Albans City | Solar | Net-Metering | 10.4 | Active | 4292200% |  | 2017
GMP | St. Albans City | Solar | Net-Metering | 3.6 | Active | 4290800% |  | 2017
GMP | St. Albans City | Solar | Net-Metering | 6.6 | Active | 4300500% |  | 2017
GMP | St. Albans City | Solar | Net-Metering | 3 | Active | 4301200% |  | 2017
GMP | West Rutland | Solar | Net-Metering | 8 | Active | 4291400% |  | 2017
GMP | Randolph | Solar | Net-Metering | 6.6 | Active | 4292200% |  | 2017
GMP | Charlotte | Solar | Net-Metering | 3.8 | Active | 4292700% |  | 2017
GMP | Killington | Solar | Net-Metering | 7.6 | Active | 4302700% |  | 2017
GMP | South Burlington | Solar | Net-Metering | 15 | Active | 4294600% |  | 2017
GMP | Underhill | Solar | Net-Metering | 7.6 | Active | 4290500% |  | 2017
GMP | Hinesburg | Solar | Net-Metering | 10 | Active | 4298500% |  | 2017
GMP | Waterbury | Solar | Net-Metering | 7.6 | Active | 4298300% |  | 2017
GMP | Lincoln | Solar | Net-Metering | 7.6 | Active | 4299100% |  | 2017
GMP | Mendon | Solar | Net-Metering | 6 | Active | 4295600% |  | 2017
GMP | West Windsor | Solar | Net-Metering | 3.8 | Active | 4291500% |  | 2017
GMP | Killington | Solar | Net-Metering | 11.4 | Active | 4297900% |  | 2017
GMP | Jericho | Solar | Net-Metering | 3 | Active | 4295600% |  | 2017
GMP | Montpelier | Solar | Net-Metering | 5 | Active | 4295700% |  | 2017
GMP | Newbury | Solar | Net-Metering | 10 | Active | 4297900% |  | 2017
GMP | Royalton | Solar | Net-Metering | 5 | Active | 4298600% |  | 2017
GMP | Bridport | Solar | Net-Metering | 5 | Active | 4294000% |  | 2017
GMP | Shelburne | Solar | Net-Metering | 3.6 | Active | 4292300% |  | 2017
GMP | Williston | Solar | Net-Metering | 3 | Active | 4288600% |  | 2017
GMP | Bristol | Solar | Net-Metering | 3.75 | Active | 4294000% |  | 2017
GMP | Cambridge | Solar | Net-Metering | 3.8 | Active | 4305500% |  | 2017
GMP | Hinesburg | Solar | Net-Metering | 6.6 | Active | 4288100% |  | 2017
GMP | Strafford | Wind | Net-Metering | 1.5 | Active | 4235200% |  | 2015
GMP | Milton | Solar | Net-Metering | 3 | Active | 4293300% |  | 2017
GMP | Rutland City | Solar | Net-Metering | 4.2 | Active | 4291500% |  | 2017
GMP | Underhill | Solar | Net-Metering | 5 | Active | 4293600% |  | 2017
GMP | Bennington | Solar | Net-Metering | 10 | Active | 4290500% |  | 2017
GMP | Underhill | Solar | Net-Metering | 7.6 | Active | 4289800% |  | 2017
GMP | Corinth | Solar | Net-Metering | 7.6 | Active | 4294900% |  | 2017
GMP | Fairfax | Solar | Net-Metering | 3 | Active | 4305600% |  | 2017
GMP | Waterbury | Solar | Net-Metering | 3.8 | Active | 4288700% |  | 2017
GMP | Middlesex | Solar | Net-Metering | 3.8 | Active | 4293500% |  | 2017
GMP | Richmond | Solar | Net-Metering | 3.8 | Active | 4328000% |  | 2018
GMP | Barre City | Solar | Net-Metering | 7.6 | Active | 4300500% |  | 2017
GMP | Fairfax | Solar | Net-Metering | 11.4 | Active | 4301000% |  | 2017
GMP | Colchester | Solar | Net-Metering | 3.8 | Active | 4294400% |  | 2017
GMP | Calais | Solar | Net-Metering | 10 | Active | 4294400% |  | 2017
GMP | Springfield | Solar | Net-Metering | 10 | Active | 4296200% |  | 2017
GMP | Charlotte | Solar | Net-Metering | 7.6 | Active | 4300400% |  | 2017
GMP | Waterford | Solar | Net-Metering | 6 | Active | 4295600% |  | 2017
GMP | Waterbury | Solar | Net-Metering | 7.6 | Active | 4299100% |  | 2017
GMP | Milton | Solar | Net-Metering | 3.8 | Active | 4294800% |  | 2017
GMP | Charlotte | Solar | Net-Metering | 10.4 | Active | 4296500% |  | 2017
GMP | Rutland Town | Solar | Net-Metering | 3 | Active | 4302000% |  | 2017
GMP | Arlington | Solar | Net-Metering | 9 | Active | 4291200% |  | 2017
GMP | Wells | Solar | Net-Metering | 5.76 | Active | 4295100% |  | 2017
GMP | West Windsor | Solar | Net-Metering | 12 | Active | 4287800% |  | 2017
GMP | St. Albans City | Solar | Net-Metering | 11.8 | Active | 4290900% |  | 2017
GMP | Milton | Solar | Net-Metering | 3 | Active | 4289100% |  | 2017
GMP | Charlotte | Solar | Net-Metering | 5.2 | Active | 4291600% |  | 2017
GMP | Cambridge | Solar | Net-Metering | 7.6 | Active | 4293000% |  | 2017
GMP | Barre City | Solar | Net-Metering | 6.6 | Active | 4291500% |  | 2017
GMP | Bennington | Solar | Net-Metering | 9 | Active | 4290700% |  | 2017
GMP | Jericho | Solar | Net-Metering | 10 | Active | 4295600% |  | 2017
GMP | St. Albans City | Solar | Net-Metering | 3.6 | Active | 4290100% |  | 2017
GMP | Milton | Solar | Net-Metering | 5.2 | Active | 4292300% |  | 2017
GMP | Brattleboro | Solar | Net-Metering | 3 | Active | 4290700% |  | 2017
GMP | St. Albans City | Solar | Net-Metering | 4.2 | Active | 4293600% |  | 2017
GMP | Barre City | Solar | Net-Metering | 10 | Active | 4290900% |  | 2017
GMP | Underhill | Solar | Net-Metering | 6 | Active | 4291900% |  | 2017
GMP | Plainfield | Solar | Net-Metering | 3.8 | Active | 4291900% |  | 2017
GMP | Hinesburg | Solar | Net-Metering | 6.3 | Active | 4295700% |  | 2017
GMP | Waitsfield | Solar | Net-Metering | 6.75 | Active | 4296500% |  | 2017
GMP | Wilmington | Solar | Net-Metering | 80 | Active | 4300600% |  | 2017
GMP | Williston | Solar | Net-Metering | 6 | Active | 4300700% |  | 2017
GMP | Hartford | Solar | Net-Metering | 12.6 | Active | 4287900% |  | 2017
GMP | New Haven | Solar | Net-Metering | 7.6 | Active | 4311000% |  | 2018
GMP | Springfield | Solar | Net-Metering | 10.7 | Active | 4289900% |  | 2017
GMP | Waterbury | Solar | Net-Metering | 6.5 | Active | 4296900% |  | 2017
GMP | Fairlee | Solar | Net-Metering | 7.6 | Active | 4289900% |  | 2017
GMP | Colchester | Solar | Net-Metering | 6 | Active | 4296400% |  | 2017
GMP | South Burlington | Solar | Net-Metering | 3 | Active | 4291500% |  | 2017
GMP | Williston | Solar | Net-Metering | 14.2 | Active | 4296500% |  | 2017
GMP | Essex | Solar | Net-Metering | 4.2 | Active | 4289900% |  | 2017
GMP | St. Albans City | Solar | Net-Metering | 3 | Active | 4296500% |  | 2017
GMP | Brandon | Solar | Net-Metering | 15 | Active | 4290500% |  | 2017
GMP | Springfield | Solar | Net-Metering | 6.66 | Active | 4297900% |  | 2017
GMP | Williston | Solar | Net-Metering | 6 | Active | 4290600% |  | 2017
GMP | Bradford | Solar | Net-Metering | 10 | Active | 4308100% |  | 2017
GMP | Bradford | Solar | Net-Metering | 3.8 | Active | 4299900% |  | 2017
GMP | Essex Junction | Solar | Net-Metering | 5 | Active | 4292300% |  | 2017
GMP | Fletcher | Solar | Net-Metering | 3.8 | Active | 4303500% |  | 2017
GMP | Fairfax | Solar | Net-Metering | 5 | Active | 4308200% |  | 2017
GMP | Jericho | Solar | Net-Metering | 6 | Active | 4296500% |  | 2017
GMP | Guilford | Solar | Net-Metering | 15 | Active | 4308200% |  | 2017
GMP | East Montpelier | Solar | Net-Metering | 3.6 | Active | 4292200% |  | 2017
GMP | Royalton | Solar | Net-Metering | 150 | Active | 4346100% |  | 2018
GMP | Springfield | Solar | Net-Metering | 5 | Active | 4291500% |  | 2017
GMP | Colchester | Solar | Net-Metering | 6.6 | Active | 4295000% |  | 2017
GMP | Jamaica | Solar | Net-Metering | 7 | Active | 4292800% |  | 2017
GMP | Waitsfield | Solar | Net-Metering | 4.6 | Active | 4295700% |  | 2017
GMP | Cambridge | Solar | Net-Metering | 5 | Active | 4295500% |  | 2017
GMP | Montpelier | Solar | Net-Metering | 3 | Active | 4292200% |  | 2017
GMP | Monkton | Solar | Net-Metering | 6.6 | Active | 4293700% |  | 2017
GMP | Ferrisburgh | Solar | Net-Metering | 3.6 | Active | 4296500% |  | 2017
GMP | Pownal | Solar | Net-Metering | 3 | Active | 4296900% |  | 2017
GMP | Andover | Solar | Net-Metering | 7.6 | Active | 4293600% |  | 2017
GMP | Andover | Solar | Net-Metering | 6 | Active | 4293600% |  | 2017
GMP | Richmond | Solar | Net-Metering | 6 | Active | 4290800% |  | 2017
GMP | Jericho | Solar | Net-Metering | 6 | Active | 4300000% |  | 2017
GMP | Brandon | Solar | Net-Metering | 6 | Active | 4300600% |  | 2017
GMP | Springfield | Solar | Net-Metering | 6 | Active | 4295000% |  | 2017
GMP | South Burlington | Solar | Net-Metering | 3 | Active | 4309800% |  | 2017
GMP | Fairlee | Solar | Net-Metering | 6 | Active | 4297200% |  | 2017
GMP | Fletcher | Solar | Net-Metering | 10 | Active | 4305300% |  | 2017
GMP | Rutland Town | Solar | Net-Metering | 7.6 | Active | 4293500% |  | 2017
GMP | Granville | Solar | Net-Metering | 3 | Active | 4294200% |  | 2017
GMP | Middlebury | Solar | Net-Metering | 11.4 | Active | 4294900% |  | 2017
GMP | Waterbury | Solar | Net-Metering | 7.6 | Active | 4299100% |  | 2017
GMP | Bridport | Solar | Net-Metering | 6 | Active | 4299600% |  | 2017
GMP | Pittsford | Solar | Net-Metering | 3.8 | Active | 4300400% |  | 2017
GMP | St. Johnsbury | Solar | Net-Metering | 5 | Active | 4300000% |  | 2017
GMP | East Montpelier | Solar | Net-Metering | 70 | Active | 4335300% |  | 2018
GMP | Williston | Solar | Net-Metering | 12.2 | Active | 4300400% |  | 2017
GMP | Mount Holly | Solar | Net-Metering | 20 | Active | 4295000% |  | 2017
GMP | Mount Holly | Solar | Net-Metering | 35.2 | Active | 4295000% |  | 2017
GMP | Mount Holly | Solar | Net-Metering | 25.2 | Active | 4295000% |  | 2017
GMP | Richmond | Solar | Net-Metering | 3.8 | Active | 4288800% |  | 2017
GMP | Warren | Solar | Net-Metering | 10.4 | Active | 4294400% |  | 2017
GMP | Wilmington | Solar | Net-Metering | 11.8 | Active | 4296900% |  | 2017
GMP | Pomfret | Solar | Net-Metering | 3.8 | Active | 4295400% |  | 2017
GMP | Pittsford | Solar | Net-Metering | 11.4 | Active | 4297000% |  | 2017
GMP | Tinmouth | Solar | Net-Metering | 5 | Active | 4292200% |  | 2017
GMP | Plymouth | Solar | Net-Metering | 3.8 | Active | 4294000% |  | 2017
GMP | Guilford | Solar | Net-Metering | 6 | Active | 4294800% |  | 2017
GMP | Montpelier | Solar | Net-Metering | 3.8 | Active | 4291500% |  | 2017
GMP | Londonderry | Solar | Net-Metering | 15.2 | Active | 4295700% |  | 2017
GMP | Essex | Solar | Net-Metering | 3 | Active | 4299800% |  | 2017
GMP | Underhill | Solar | Net-Metering | 5 | Active | 4294800% |  | 2017
GMP | Winooski | Solar | Net-Metering | 3 | Active | 4298900% |  | 2017
GMP | Rutland Town | Solar | Net-Metering | 10.4 | Active | 4291600% |  | 2017
GMP | Westminster | Solar | Net-Metering | 30 | Active | 4299700% |  | 2017
GMP | Jericho | Solar | Net-Metering | 11.4 | Active | 4301400% |  | 2017
GMP | Shelburne | Solar | Net-Metering | 5 | Active | 4297800% |  | 2017
GMP | Jericho | Solar | Net-Metering | 6 | Active | 4296400% |  | 2017
GMP | Montpelier | Solar | Net-Metering | 6 | Active | 4305400% |  | 2017
GMP | Springfield | Solar | Net-Metering | 5 | Active | 4295000% |  | 2017
GMP | Colchester | Solar | Net-Metering | 6 | Active | 4304600% |  | 2017
GMP | Woodstock | Solar | Net-Metering | 7.6 | Active | 4296500% |  | 2017
GMP | Manchester | Solar | Net-Metering | 15.2 | Active | 4292700% |  | 2017
GMP | Guilford | Solar | Net-Metering | 3.8 | Active | 4299100% |  | 2017
GMP | Randolph | Solar | Net-Metering | 6 | Active | 4084800% |  | 2011
GMP | Milton | Solar | PPA | 4896 | Active | 4371200% |  | 2019
GMP | Milton | Battery >= 20 KW | PPA | 2000 | Active | 4370500% |  | 2019
GMP | Fairlee | Solar | Net-Metering | 500 | Active | 4324900% |  | 2018
GMP | Essex Junction | Solar | Net-Metering | 75 | Active | 4309700% |  | 2017
GMP | Essex Junction | Solar | Net-Metering | 133.2 | Active | 4309800% |  | 2017
GMP | St. Albans City | Solar | Net-Metering | 57 | Active | 4327800% |  | 2018
GMP | Essex | Solar | Net-Metering | 7.6 | Active | 4290000% |  | 2017
GMP | Milton | Solar | Net-Metering | 14.02 | Active | 4292900% |  | 2017
GMP | St. Albans City | Solar | Net-Metering | 7.7 | Active | 4291600% |  | 2017
GMP | Waterbury | Solar | Net-Metering | 7.6 | Active | 4297600% |  | 2017
GMP | Winooski | Solar | Net-Metering | 6 | Active | 4300000% |  | 2017
GMP | Barnet | Solar | Net-Metering | 5 | Active | 4299900% |  | 2017
GMP | Leicester | Solar | Net-Metering | 7.6 | Active | 4301000% |  | 2017
GMP | Monkton | Solar | Net-Metering | 3.8 | Active | 4300500% |  | 2017
GMP | Waterbury | Solar | Net-Metering | 3.8 | Active | 4296200% |  | 2017
GMP | Warren | Solar | Net-Metering | 5 | Active | 4297100% |  | 2017
GMP | Manchester | Solar | Net-Metering | 11.4 | Active | 4298400% |  | 2017
GMP | Essex | Solar | Net-Metering | 3 | Active | 4296400% |  | 2017
GMP | Killington | Solar | Net-Metering | 46.8 | Active | 4308200% |  | 2017
GMP | Manchester | Solar | Net-Metering | 3.8 | Active | 4300400% |  | 2017
GMP | Rutland City | Solar | Net-Metering | 5 | Active | 4292900% |  | 2017
GMP | Milton | Solar | Net-Metering | 3.6 | Active | 4303100% |  | 2017
GMP | Georgia | Solar | Net-Metering | 3 | Active | 4294300% |  | 2017
GMP | Winhall | Solar | Net-Metering | 3 | Active | 4299600% |  | 2017
GMP | St. Albans City | Solar | Net-Metering | 5.2 | Active | 4299700% |  | 2017
GMP | Georgia | Solar | Net-Metering | 14 | Active | 4292300% |  | 2017
GMP | Marlboro | Solar | Net-Metering | 15 | Active | 4297100% |  | 2017
GMP | Westminster | Solar | Net-Metering | 15 | Active | 4296200% |  | 2017
GMP | Essex | Solar | Net-Metering | 500 | Active | 4355200% |  | 2019
GMP | West Windsor | Solar | Net-Metering | 7.6 | Active | 4294000% |  | 2017
GMP | Colchester | Solar | Net-Metering | 38.2 | Active | 4299900% |  | 2017
GMP | Fairfax | Solar | Net-Metering | 7.6 | Active | 4290800% |  | 2017
GMP | Wallingford | Solar | Net-Metering | 5 | Active | 4290800% |  | 2017
GMP | Rutland City | Solar | Net-Metering | 6 | Active | 4298900% |  | 2017
GMP | Hartford | Solar | Net-Metering | 3.8 | Active | 4299300% |  | 2017
GMP | Jericho | Solar | Net-Metering | 6 | Active | 4300000% |  | 2017
GMP | Hartford | Solar | Net-Metering | 7.6 | Active | 4296800% |  | 2017
GMP | Danville | Solar | Net-Metering | 3.8 | Active | 4297600% |  | 2017
GMP | Williston | Solar | Net-Metering | 5 | Active | 4297900% |  | 2017
GMP | Underhill | Solar | Net-Metering | 3.8 | Active | 4297200% |  | 2017
GMP | Orwell | Solar | Net-Metering | 11.02 | Active | 4297800% |  | 2017
GMP | Shelburne | Solar | Net-Metering | 10 | Active | 4294400% |  | 2017
GMP | Essex | Solar | Net-Metering | 7.6 | Active | 4302100% |  | 2017
GMP | Rutland City | Solar | Net-Metering | 7.6 | Active | 4294900% |  | 2017
GMP | Windsor | Solar | Net-Metering | 500 | Active | 4346100% |  | 2018
GMP | Windsor | Solar | Net-Metering | 500 | Active | 4410500% |  | 2020
GMP | Hartland | Solar | Net-Metering | 500 | Active | 4357100% |  | 2019
GMP | St. Albans City | Solar | Net-Metering | 500 | Active | 4309600% |  | 2017
VPPSA | Burke | Solar | Standard Offer | 480 | Active | 4266700% |  | 2016
GMP | Williston | Solar | Net-Metering | 144 | Active | 4306000% |  | 2017
GMP | Bridport | Solar | Net-Metering | 9.25 | Active | 4294900% |  | 2017
GMP | South Burlington | Solar | Net-Metering | 30 | Active | 4297000% |  | 2017
GMP | Woodstock | Solar | Net-Metering | 5 | Active | 4301300% |  | 2017
GMP | Milton | Solar | Net-Metering | 9 | Active | 4297100% |  | 2017
GMP | Rutland City | Solar | Net-Metering | 8 | Active | 4294400% |  | 2017
GMP | Sheldon | Solar | Net-Metering | 14.2 | Active | 4296500% |  | 2017
GMP | Swanton | Solar | Net-Metering | 6.6 | Active | 4298500% |  | 2017
GMP | Middlebury | Solar | Net-Metering | 3.6 | Active | 4297800% |  | 2017
GMP | Williston | Solar | Net-Metering | 7.6 | Active | 4296500% |  | 2017
GMP | Sunderland | Solar | Net-Metering | 5.12 | Active | 4295500% |  | 2017
GMP | Huntington | Solar | Net-Metering | 12.8 | Active | 4294800% |  | 2017
GMP | Rochester | Solar | Net-Metering | 6 | Active | 4296100% |  | 2017
GMP | Shelburne | Solar | Net-Metering | 5 | Active | 4293400% |  | 2017
GMP | Thetford | Solar | Net-Metering | 120 | Active | 4337500% |  | 2018
GMP | Shoreham | Solar | Net-Metering | 150 | Active | 4390000% |  | 2020
GMP | Essex | Solar | Net-Metering | 6 | Active | 4300400% |  | 2017
GMP | Springfield | Solar | Net-Metering | 5 | Active | 4293400% |  | 2017
GMP | Milton | Solar | Net-Metering | 10.4 | Active | 4299800% |  | 2017
GMP | Woodstock | Solar | Net-Metering | 7 | Active | 4300500% |  | 2017
GMP | Winooski | Solar | Net-Metering | 4.2 | Active | 4297800% |  | 2017
GMP | South Burlington | Solar | Net-Metering | 10.4 | Active | 4299700% |  | 2017
GMP | Chester | Solar | Net-Metering | 12.7 | Active | 4296400% |  | 2017
GMP | Rutland City | Solar | Net-Metering | 6 | Active | 4294200% |  | 2017
GMP | Rutland City | Solar | Net-Metering | 10.4 | Active | 4303500% |  | 2017
GMP | Marlboro | Solar | Net-Metering | 6 | Active | 4299800% |  | 2017
GMP | Lincoln | Solar | Net-Metering | 7.5 | Active | 4297000% |  | 2017
GMP | Colchester | Solar | Net-Metering | 3.8 | Active | 4297500% |  | 2017
GMP | Essex | Solar | Net-Metering | 5.2 | Active | 4296400% |  | 2017
GMP | Weston | Solar | Net-Metering | 5 | Active | 4294000% |  | 2017
GMP | Ferrisburgh | Solar | Net-Metering | 4.75 | Active | 4302000% |  | 2017
GMP | Sunderland | Solar | Net-Metering | 12.8 | Active | 4302000% |  | 2017
GMP | Peacham | Solar | Net-Metering | 6 | Active | 4330600% |  | 2018
GMP | Barnard | Solar | Net-Metering | 25.2 | Active | 4303200% |  | 2017
GMP | Colchester | Solar | Net-Metering | 9 | Active | 4300500% |  | 2017
GMP | Ludlow | Solar | Net-Metering | 11.4 | Active | 4300400% |  | 2017
GMP | Sudbury | Solar | Net-Metering | 3 | Active | 4299600% |  | 2017
GMP | St. Albans City | Solar | Net-Metering | 6.6 | Active | 4296400% |  | 2017
GMP | Jericho | Solar | Net-Metering | 7.6 | Active | 4296300% |  | 2017
GMP | Middlebury | Solar | Net-Metering | 10 | Active | 4302600% |  | 2017
GMP | Hartford | Solar | Net-Metering | 46 | Active | 4321100% |  | 2018
GMP | Hartford | Solar | Net-Metering | 34.5 | Active | 4321100% |  | 2018
GMP | Hartford | Solar | Net-Metering | 34.5 | Active | 4321100% |  | 2018
GMP | Charlotte | Solar | Net-Metering | 30 | Active | 4311100% |  | 2018
GMP | Hartford | Solar | Net-Metering | 34.5 | Active | 4321100% |  | 2018
GMP | Northfield | Solar | Net-Metering | 6.7 | Active | 4298300% |  | 2017
GMP | Hinesburg | Solar | Net-Metering | 4.2 | Active | 4294900% |  | 2017
GMP | Ferrisburgh | Solar | Net-Metering | 3.8 | Active | 4300000% |  | 2017
GMP | Hinesburg | Solar | Net-Metering | 5 | Active | 4294800% |  | 2017
GMP | Shoreham | Solar | Net-Metering | 33.8 | Active | 4301000% |  | 2017
GMP | Shoreham | Solar | Net-Metering | 15 | Active | 4300700% |  | 2017
GMP | Woodstock | Solar | Net-Metering | 5 | Active | 4295600% |  | 2017
GMP | Shelburne | Solar | Net-Metering | 11.4 | Active | 4299100% |  | 2017
GMP | Lunenburg | Solar | Net-Metering | 4.64 | Active | 4296800% |  | 2017
GMP | Clarendon | Solar | Net-Metering | 3 | Active | 4295000% |  | 2017
GMP | Pownal | Solar | Net-Metering | 10 | Active | 4302400% |  | 2017
GMP | Jericho | Solar | Net-Metering | 5.2 | Active | 4300000% |  | 2017
GMP | Chester | Solar | Net-Metering | 3.8 | Active | 4306900% |  | 2017
GMP | Chester | Solar | Net-Metering | 3.8 | Active | 4299200% |  | 2017
GMP | Andover | Solar | Net-Metering | 11 | Active | 4298400% |  | 2017
GMP | Brattleboro | Solar | Net-Metering | 9 | Active | 4300300% |  | 2017
GMP | West Rutland | Solar | Net-Metering | 3.6 | Active | 4299800% |  | 2017
GMP | Williston | Solar | Net-Metering | 13.2 | Active | 4304500% |  | 2017
GMP | Chester | Solar | Net-Metering | 5 | Active | 4296400% |  | 2017
GMP | Rutland Town | Solar | Net-Metering | 6 | Active | 4298400% |  | 2017
GMP | Barnet | Solar | Net-Metering | 3.8 | Active | 4298600% |  | 2017
GMP | Randolph | Solar | Net-Metering | 7.6 | Active | 4299100% |  | 2017
GMP | Bradford | Solar | Net-Metering | 5 | Active | 4298500% |  | 2017
GMP | Shaftsbury | Solar | Net-Metering | 9 | Active | 4299800% |  | 2017
GMP | Rutland Town | Solar | Net-Metering | 7.6 | Active | 4297600% |  | 2017
GMP | MIddlebury | Solar | Net-Metering | 5.5 | Active | 4297900% |  | 2017
GMP | Topsham | Solar | Net-Metering | 7.6 | Active | 4300600% |  | 2017
GMP | Jericho | Solar | Net-Metering | 6 | Active | 4310800% |  | 2018
GMP | Bennington | Solar | Net-Metering | 3 | Active | 4306900% |  | 2017
GMP | Barre City | Solar | Net-Metering | 15 | Active | 4304100% |  | 2017
GMP | Middlebury | Solar | Net-Metering | 3.8 | Active | 4302600% |  | 2017
GMP | Peacham | Solar | Net-Metering | 7.6 | Active | 4303500% |  | 2017
GMP | Brattleboro | Solar | Net-Metering | 8 | Active | 4300500% |  | 2017
GMP | Hartford | Solar | Net-Metering | 7.6 | Active | 4303400% |  | 2017
GMP | Jericho | Solar | Net-Metering | 7.5 | Active | 4295600% |  | 2017
GMP | Pittsford | Solar | Net-Metering | 7.7 | Active | 4299900% |  | 2017
GMP | Danville | Solar | Net-Metering | 7.6 | Active | 4299900% |  | 2017
GMP | Londonderry | Solar | Net-Metering | 13 | Active | 4304800% |  | 2017
GMP | Hinesburg | Solar | Net-Metering | 10 | Active | 4297800% |  | 2017
GMP | Essex Junction | Solar | Net-Metering | 10 | Active | 4324500% |  | 2018
GMP | Rutland City | Solar | Net-Metering | 4.2 | Active | 4296800% |  | 2017
GMP | Cambridge | Solar | Net-Metering | 3 | Active | 4254100% |  | 2016
GMP | West Rutland | Solar | Net-Metering | 7.6 | Active | 4299300% |  | 2017
GMP | Fair Haven | Solar | Net-Metering | 5 | Active | 4304100% |  | 2017
GMP | Ripton | Solar | Net-Metering | 3.8 | Active | 4296500% |  | 2017
GMP | Hartford | Solar | Net-Metering | 7.6 | Active | 4295400% |  | 2017
GMP | St. Albans City | Solar | Net-Metering | 3.6 | Active | 4300500% |  | 2017
GMP | Middlebury | Solar | Net-Metering | 6 | Active | 4298400% |  | 2017
GMP | South Burlington | Solar | Net-Metering | 28.8 | Active | 4307500% |  | 2017
GMP | Vergennes | Solar | Net-Metering | 3.8 | Active | 4300500% |  | 2017
GMP | Hartford | Solar | Net-Metering | 7.6 | Active | 4299800% |  | 2017
GMP | Pawlet | Solar | Net-Metering | 7 | Active | 4302700% |  | 2017
GMP | Waterbury | Solar | Net-Metering | 6 | Active | 4305200% |  | 2017
GMP | Middletown Springs | Solar | Net-Metering | 6 | Active | 4303200% |  | 2017
GMP | Brandon | Solar | Net-Metering | 7.6 | Active | 4302800% |  | 2017
GMP | Middletown Springs | Solar | Net-Metering | 6 | Active | 4302600% |  | 2017
GMP | Pittsford | Solar | Net-Metering | 10 | Active | 4297500% |  | 2017
GMP | Norwich | Solar | Net-Metering | 7.6 | Active | 4300600% |  | 2017
GMP | Waterbury | Solar | Net-Metering | 11.4 | Active | 4299900% |  | 2017
GMP | Fairfax | Solar | Net-Metering | 3.6 | Active | 4302000% |  | 2017
GMP | Cornwall | Solar | Net-Metering | 7.6 | Active | 4315300% |  | 2018
GMP | Waterbury | Solar | Net-Metering | 7.6 | Active | 4302700% |  | 2017
GMP | Bristol | Solar | Net-Metering | 10.72 | Active | 4299600% |  | 2017
GMP | Essex | Solar | Net-Metering | 3.75 | Active | 4306800% |  | 2017
GMP | Fairfax | Solar | Net-Metering | 3.8 | Active | 4306100% |  | 2017
GMP | Essex Junction | Solar | Net-Metering | 7.7 | Active | 4295800% |  | 2017
GMP | St. Johnsbury | Solar | Net-Metering | 11.4 | Active | 4301700% |  | 2017
GMP | Barre City | Solar | Net-Metering | 5 | Active | 4305400% |  | 2017
GMP | Bristol | Solar | Net-Metering | 6 | Active | 4295800% |  | 2017
GMP | Danville | Solar | Net-Metering | 6 | Active | 4300000% |  | 2017
GMP | Colchester | Solar | Net-Metering | 5 | Active | 4306900% |  | 2017
GMP | Pittsford | Solar | Net-Metering | 30.4 | Active | 4301700% |  | 2017
GMP | Berlin | Solar | Net-Metering | 10 | Active | 4302700% |  | 2017
GMP | Waterbury | Solar | Net-Metering | 3 | Active | 4301000% |  | 2017
GMP | Waitsfield | Solar | Net-Metering | 6 | Active | 4301200% |  | 2017
GMP | Fair Haven | Solar | Net-Metering | 3 | Active | 4302600% |  | 2017
GMP | Shelburne | Solar | Net-Metering | 5 | Active | 4301200% |  | 2017
GMP | Barre City | Solar | Net-Metering | 7.6 | Active | 4304100% |  | 2017
GMP | Essex Junction | Solar | Net-Metering | 6 | Active | 4304800% |  | 2017
GMP | Castleton | Solar | Net-Metering | 10 | Active | 4305400% |  | 2017
GMP | Bennington | Solar | Net-Metering | 9 | Active | 4299700% |  | 2017
GMP | Dummerston | Solar | Net-Metering | 40 | Active | 4027300% |  | 2010
GMP | Essex Junction | Solar | Net-Metering | 5 | Active | 4299800% |  | 2017
GMP | Moretown | Solar | Net-Metering | 12 | Active | 4315300% |  | 2018
GMP | Corinth | Solar | Net-Metering | 3.8 | Active | 4309500% |  | 2017
GMP | Jericho | Solar | Net-Metering | 6 | Active | 4308900% |  | 2017
GMP | Middlebury | Solar | Net-Metering | 3 | Active | 4301400% |  | 2017
GMP | St. Albans City | Solar | Net-Metering | 5 | Active | 4324100% |  | 2018
GMP | South Burlington | Solar | Net-Metering | 7.6 | Active | 4308700% |  | 2017
GMP | Richmond | Solar | Net-Metering | 7.6 | Active | 4302000% |  | 2017
GMP | Middlebury | Solar | Net-Metering | 5 | Active | 4300700% |  | 2017
GMP | Bradford | Solar | Net-Metering | 5 | Active | 4304200% |  | 2017
GMP | Bristol | Solar | Net-Metering | 6.5 | Active | 4305600% |  | 2017
GMP | Hartford | Solar | Net-Metering | 6 | Active | 4297100% |  | 2017
GMP | Castleton | Solar | Net-Metering | 6 | Active | 4297200% |  | 2017
GMP | Shaftsbury | Solar | Net-Metering | 21.9 | Active | 4307300% |  | 2017
GMP | Essex Junction | Solar | Net-Metering | 3.8 | Active | 4301800% |  | 2017
GMP | St. Albans City | Solar | Net-Metering | 5 | Active | 4301300% |  | 2017
GMP | Hartford | Solar | Net-Metering | 5 | Active | 4298500% |  | 2017
GMP | Brattleboro | Solar | Net-Metering | 3.8 | Active | 4304100% |  | 2017
GMP | Colchester | Solar | Net-Metering | 7.6 | Active | 4300700% |  | 2017
GMP | Hartland | Solar | Net-Metering | 6 | Active | 4305400% |  | 2017
GMP | Waterbury | Solar | Net-Metering | 6 | Active | 4304800% |  | 2017
GMP | St. Albans City | Solar | Net-Metering | 3 | Active | 4302800% |  | 2017
GMP | Shelburne | Solar | Net-Metering | 5 | Active | 4315400% |  | 2018
GMP | Danby | Solar | Net-Metering | 3.2 | Active | 4297800% |  | 2017
GMP | Chester | Solar | Net-Metering | 3 | Active | 4300500% |  | 2017
GMP | Westford | Solar | Net-Metering | 10.4 | Active | 4305600% |  | 2017
GMP | Orwell | Solar | Net-Metering | 10 | Active | 4300500% |  | 2017
GMP | Weybridge | Solar | Net-Metering | 13.6 | Active | 4331400% |  | 2018
GMP | Poultney | Solar | Net-Metering | 10 | Active | 4303200% |  | 2017
GMP | South Burlington | Solar | Net-Metering | 6 | Active | 4305600% |  | 2017
GMP | Rutland City | Solar | Net-Metering | 6 | Active | 4301200% |  | 2017
GMP | Shaftsbury | Solar | Net-Metering | 6 | Active | 4301300% |  | 2017
GMP | Rochester | Solar | Net-Metering | 7.6 | Active | 4300700% |  | 2017
GMP | Royalton | Solar | Net-Metering | 5 | Active | 4300500% |  | 2017
GMP | Chittenden | Solar | Net-Metering | 6 | Active | 4305900% |  | 2017
GMP | Ryegate | Solar | Net-Metering | 6 | Active | 4315000% |  | 2018
GMP | Newbury | Solar | Net-Metering | 6 | Active | 4309500% |  | 2017
GMP | Castleton | Solar | Net-Metering | 1.25 | Active | 4299800% |  | 2017
GMP | Middlebury | Solar | Net-Metering | 3.5 | Active | 4304500% |  | 2017
GMP | Bridport | Solar | Net-Metering | 5.5 | Active | 4304500% |  | 2017
GMP | Castleton | Solar | Net-Metering | 3.8 | Active | 4299800% |  | 2017
GMP | Manchester | Solar | Net-Metering | 15 | Active | 4308200% |  | 2017
GMP | Shelburne | Solar | Net-Metering | 6 | Active | 4297800% |  | 2017
GMP | St. Albans City | Solar | Net-Metering | 4.2 | Active | 4301200% |  | 2017
GMP | St. Albans City | Solar | Net-Metering | 5 | Active | 4306100% |  | 2017
GMP | Springfield | Solar | Net-Metering | 10 | Active | 4311900% |  | 2018
GMP | Cornwall | Solar | Net-Metering | 7.6 | Active | 4304200% |  | 2017
GMP | Waterbury | Solar | Net-Metering | 10 | Active | 4302700% |  | 2017
GMP | Milton | Solar | Net-Metering | 7.6 | Active | 4303400% |  | 2017
GMP | Chittenden | Solar | Net-Metering | 7.6 | Active | 4305900% |  | 2017
GMP | Fair Haven | Solar | Net-Metering | 7.6 | Active | 4331200% |  | 2018
GMP | Montpelier | Solar | Net-Metering | 4.2 | Active | 4301200% |  | 2017
GMP | Williston | Solar | Net-Metering | 12 | Active | 4302600% |  | 2017
GMP | Manchester | Solar | Net-Metering | 5.12 | Active | 4301200% |  | 2017
GMP | Weathersfield | Solar | Net-Metering | 6.09 | Active | 4301000% |  | 2017
GMP | Essex Junction | Solar | Net-Metering | 7.6 | Active | 4299600% |  | 2017
GMP | Milton | Solar | Net-Metering | 7.6 | Active | 4301400% |  | 2017
GMP | Hinesburg | Solar | Net-Metering | 3 | Active | 4300300% |  | 2017
GMP | Essex | Solar | Net-Metering | 6 | Active | 4304600% |  | 2017
GMP | Pomfret | Solar | Net-Metering | 3.8 | Active | 4302000% |  | 2017
GMP | Richmond | Solar | Net-Metering | 10 | Active | 4306100% |  | 2017
GMP | Shelburne | Solar | Net-Metering | 3.8 | Active | 4312600% |  | 2018
GMP | Plainfield | Solar | Net-Metering | 2.5 | Active | 4299800% |  | 2017
GMP | Danville | Solar | Net-Metering | 7.6 | Active | 4297900% |  | 2017
GMP | Londonderry | Solar | Net-Metering | 11.52 | Active | 4303400% |  | 2017
GMP | Essex Junction | Solar | Net-Metering | 5 | Active | 4297900% |  | 2017
GMP | Essex | Solar | Net-Metering | 6 | Active | 4301200% |  | 2017
GMP | Waterbury | Solar | Net-Metering | 3.8 | Active | 4301300% |  | 2017
GMP | Milton | Solar | Net-Metering | 5 | Active | 4302000% |  | 2017
GMP | Sharon | Solar | Net-Metering | 2.1 | Active | 4304600% |  | 2017
GMP | Worcester | Solar | Net-Metering | 7.6 | Active | 4297900% |  | 2017
GMP | Barre City | Solar | Net-Metering | 7 | Active | 4299300% |  | 2017
GMP | Thetford | Solar | Net-Metering | 5 | Active | 4302600% |  | 2017
GMP | Fayston | Solar | Net-Metering | 3.8 | Active | 4299300% |  | 2017
GMP | Norwich | Solar | Net-Metering | 5 | Active | 4308000% |  | 2017
GMP | Berlin | Solar | Net-Metering | 40 | Active | 4324400% |  | 2018
GMP | Rutland Town | Solar | Net-Metering | 112 | Active | 4308300% |  | 2017
GMP | Colchester | Solar | Net-Metering | 28.8 | Active | 4311000% |  | 2018
GMP | Sunderland | Solar | Net-Metering | 150 | Active | 4346200% |  | 2018
GMP | Rutland City | Solar | Net-Metering | 50 | Active | 4305600% |  | 2017
GMP | Berlin | Solar | Net-Metering | 6 | Active | 4309700% |  | 2017
GMP | Manchester | Solar | Net-Metering | 6.72 | Active | 4299300% |  | 2017
GMP | Rochester | Solar | Net-Metering | 15 | Active | 4300600% |  | 2017
GMP | Cambridge | Solar | Net-Metering | 3 | Active | 4301400% |  | 2017
GMP | Milton | Solar | Net-Metering | 9 | Active | 4300400% |  | 2017
GMP | Tinmouth | Solar | Net-Metering | 6 | Active | 4329900% |  | 2018
GMP | Bridport | Solar | Net-Metering | 10 | Active | 4308000% |  | 2017
GMP | New Haven | Solar | Net-Metering | 6 | Active | 4309700% |  | 2017
GMP | Reading | Solar | Net-Metering | 6 | Active | 4306000% |  | 2017
GMP | Barre City | Solar | Net-Metering | 10.4 | Active | 4301200% |  | 2017
GMP | Ferrisburgh | Solar | Net-Metering | 7.25 | Active | 4300400% |  | 2017
GMP | Berlin | Solar | Net-Metering | 12.8 | Active | 4304000% |  | 2017
GMP | Barre City | Solar | Net-Metering | 10 | Active | 4303200% |  | 2017
GMP | Jericho | Solar | Net-Metering | 6 | Active | 4322400% |  | 2018
GMP | South Burlington | Solar | Net-Metering | 6 | Active | 4301700% |  | 2017
GMP | Jericho | Solar | Net-Metering | 3.8 | Active | 4306100% |  | 2017
GMP | Waltham | Solar | Net-Metering | 3.8 | Active | 4308200% |  | 2017
GMP | Hartland | Solar | Net-Metering | 6 | Active | 4312200% |  | 2018
GMP | Huntington | Solar | Net-Metering | 11.4 | Active | 4300600% |  | 2017
GMP | Newfane | Solar | Net-Metering | 10 | Active | 4303400% |  | 2017
GMP | Waterbury | Solar | Net-Metering | 3 | Active | 4300700% |  | 2017
GMP | Brandon | Solar | Net-Metering | 250 | Active | 4406300% |  | 2020
GMP | Hartford | Solar | Net-Metering | 7.6 | Active | 4305200% |  | 2017
GMP | Norwich | Solar | Net-Metering | 4.2 | Active | 4310300% |  | 2018
GMP | Bradford | Solar | Net-Metering | 7.6 | Active | 4305300% |  | 2017
GMP | Moretown | Solar | Net-Metering | 6 | Active | 4303200% |  | 2017
GMP | Mendon | Solar | Net-Metering | 5 | Active | 4308000% |  | 2017
GMP | Colchester | Solar | Net-Metering | 5 | Active | 4301800% |  | 2017
GMP | Bennington | Solar | Net-Metering | 10.8 | Active | 4305600% |  | 2017
GMP | Castleton | Solar | Net-Metering | 7 | Active | 4299800% |  | 2017
GMP | Bridport | Solar | Net-Metering | 4 | Active | 4302500% |  | 2017
GMP | Cambridge | Solar | Net-Metering | 7 | Active | 4301800% |  | 2017
GMP | Monkton | Solar | Net-Metering | 15 | Active | 4340500% |  | 2018
GMP | Woodstock | Solar | Net-Metering | 3.8 | Active | 4299900% |  | 2017
GMP | Mendon | Solar | Net-Metering | 15 | Active | 4306100% |  | 2017
GMP | Randolph | Solar | Net-Metering | 7.6 | Active | 4301000% |  | 2017
GMP | Waterbury | Solar | Net-Metering | 6 | Active | 4305900% |  | 2017
GMP | Milton | Solar | Net-Metering | 6 | Active | 4303300% |  | 2017
GMP | Granville | Solar | Net-Metering | 7.6 | Active | 4301300% |  | 2017
GMP | Cambridge | Solar | Net-Metering | 7.6 | Active | 4305600% |  | 2017
GMP | West Windsor | Solar | Net-Metering | 7.6 | Active | 4328600% |  | 2018
GMP | Jericho | Solar | Net-Metering | 6 | Active | 4307300% |  | 2017
GMP | Rutland Town | Solar | Net-Metering | 15 | Active | 4305500% |  | 2017
GMP | Waitsfield | Solar | Net-Metering | 10 | Active | 4306900% |  | 2017
GMP | Weybridge | Solar | Net-Metering | 6 | Active | 4331500% |  | 2018
GMP | Underhill | Solar | Net-Metering | 3 | Active | 4305400% |  | 2017
GMP | Williston | Solar | Net-Metering | 7.6 | Active | 4310800% |  | 2018
GMP | Barre City | Solar | Net-Metering | 10 | Active | 4309000% |  | 2017
GMP | Charlotte | Solar | Net-Metering | 10 | Active | 4304500% |  | 2017
GMP | Springfield | Solar | Net-Metering | 5 | Active | 4301200% |  | 2017
GMP | Barre City | Solar | Net-Metering | 5 | Active | 4302700% |  | 2017
GMP | Sharon | Solar | Net-Metering | 10 | Active | 4306900% |  | 2017
GMP | Peacham | Solar | Net-Metering | 5 | Active | 4303200% |  | 2017
GMP | Starksboro | Solar | Net-Metering | 2.5 | Active | 4301700% |  | 2017
GMP | Royalton | Solar | Net-Metering | 6 | Active | 4311600% |  | 2018
GMP | Killington | Solar | Net-Metering | 5 | Active | 4301200% |  | 2017
GMP | Middlebury | Solar | Net-Metering | 3 | Active | 4318800% |  | 2018
GMP | South Burlington | Solar | Net-Metering | 10 | Active | 4301800% |  | 2017
GMP | Waterbury | Solar | Net-Metering | 28.8 | Active | 4314700% |  | 2018
GMP | Arlington | Solar | Net-Metering | 34.8 | Active | 4310800% |  | 2018
GMP | Berlin | Solar | Net-Metering | 7.6 | Active | 4303200% |  | 2017
GMP | Strafford | Solar | Net-Metering | 3.8 | Active | 4302500% |  | 2017
GMP | Hartford | Solar | Net-Metering | 7.6 | Active | 4304100% |  | 2017
GMP | Weston | Solar | Net-Metering | 5.76 | Active | 4304500% |  | 2017
GMP | Fairfax | Solar | Net-Metering | 7.6 | Active | 4307000% |  | 2017
GMP | Huntington | Solar | Net-Metering | 7.6 | Active | 4306800% |  | 2017
GMP | Fairfax | Solar | Net-Metering | 7.6 | Active | 4317200% |  | 2018
GMP | South Burlington | Solar | Net-Metering | 11.4 | Active | 4310800% |  | 2018
GMP | Charlotte | Solar | Net-Metering | 7.6 | Active | 4304500% |  | 2017
GMP | Middlebury | Solar | Net-Metering | 6 | Active | 4311600% |  | 2018
GMP | Georgia | Solar | Net-Metering | 7.6 | Active | 4304800% |  | 2017
GMP | West Windsor | Solar | Net-Metering | 7.6 | Active | 4328300% |  | 2018
GMP | Middlebury | Solar | Net-Metering | 2.5 | Active | 4305500% |  | 2017
GMP | Colchester | Solar | Net-Metering | 33.3 | Active | 4307400% |  | 2017
GMP | Huntington | Solar | Net-Metering | 6 | Active | 4300600% |  | 2017
GMP | Pittsford | Solar | Net-Metering | 3.6 | Active | 4302600% |  | 2017
GMP | St. Albans City | Solar | Net-Metering | 3.8 | Active | 4302700% |  | 2017
GMP | Middletown Springs | Solar | Net-Metering | 7.68 | Active | 4306600% |  | 2017
GMP | Underhill | Solar | Net-Metering | 5 | Active | 4303500% |  | 2017
GMP | Barre City | Battery >= 20 KW | PPA | 4999 | Active | 4423200% |  | 2021
GMP | Hartford | Solar | Net-Metering | 500 | Active | 4345200% |  | 2018
GMP | Brandon | Solar | Net-Metering | 8 | Active | 4303200% |  | 2017
GMP | Sharon | Solar | Net-Metering | 5 | Active | 4331900% |  | 2018
GMP | Westminster | Solar | Net-Metering | 6 | Active | 4307300% |  | 2017
GMP | Poultney | Solar | Net-Metering | 7.6 | Active | 4305900% |  | 2017
GMP | Putney | Solar | Net-Metering | 4.86 | Active | 4302600% |  | 2017
GMP | Winooski | Solar | Net-Metering | 3 | Active | 4308100% |  | 2017
GMP | Winooski | Solar | Net-Metering | 5 | Active | 4311900% |  | 2018
GMP | Waitsfield | Solar | Net-Metering | 6 | Active | 4307300% |  | 2017
GMP | Amesbury | Solar | Net-Metering | 11.6 | Active | 4310500% |  | 2018
GMP | Georgia | Solar | Net-Metering | 7.6 | Active | 4301400% |  | 2017
GMP | Cornwall | Solar | Net-Metering | 22.8 | Active | 4315800% |  | 2018
GMP | Cornwall | Solar | Net-Metering | 22.8 | Active | 4315800% |  | 2018
GMP | Rockingham | Solar | Net-Metering | 9 | Active | 4112100% |  | 2012
GMP | Shelburne | Solar | Net-Metering | 7.6 | Active | 4317900% |  | 2018
GMP | Richmond | Solar | Net-Metering | 6 | Active | 4307600% |  | 2017
GMP | Guilford | Solar | Net-Metering | 10 | Active | 4305400% |  | 2017
GMP | Worcester | Solar | Net-Metering | 6 | Active | 4302600% |  | 2017
GMP | Ferrisburgh | Solar | Net-Metering | 15.2 | Active | 4308900% |  | 2017
GMP | Rockingham | Solar | Net-Metering | 7.6 | Active | 4325000% |  | 2018
GMP | Waterbury | Solar | Net-Metering | 10 | Active | 4310200% |  | 2018
GMP | Middlesex | Solar | Net-Metering | 7.6 | Active | 4307300% |  | 2017
GMP | Randolph | Solar | Net-Metering | 5 | Active | 4304200% |  | 2017
GMP | Middlebury | Solar | Net-Metering | 5 | Active | 4312300% |  | 2018
GMP | Middlebury | Solar | Net-Metering | 5 | Active | 4306000% |  | 2017
GMP | Rutland City | Solar | Net-Metering | 3 | Active | 4304200% |  | 2017
GMP | Royalton | Solar | Net-Metering | 11.4 | Active | 4306000% |  | 2017
GMP | Vergennes | Solar | Net-Metering | 4.2 | Active | 4302400% |  | 2017
GMP | Rutland Town | Solar | Net-Metering | 6 | Active | 4303200% |  | 2017
GMP | West Rutland | Solar | Net-Metering | 4.2 | Active | 4304200% |  | 2017
GMP | Shelburne | Solar | Net-Metering | 7 | Active | 4308200% |  | 2017
GMP | Pownal | Solar | Net-Metering | 10 | Active | 4316100% |  | 2018
GMP | Arlington | Solar | Net-Metering | 4.35 | Active | 4305400% |  | 2017
GMP | Winooski | Solar | Net-Metering | 4 | Active | 4315200% |  | 2018
GMP | Waterbury | Solar | Net-Metering | 7.6 | Active | 4324300% |  | 2018
GMP | Norwich | Solar | Net-Metering | 11 | Active | 4311100% |  | 2018
GMP | Charlotte | Solar | Net-Metering | 6 | Active | 4309500% |  | 2017
GMP | Roxbury | Solar | Net-Metering | 1.5 | Active | 4310500% |  | 2018
GMP | Bethel | Solar | Net-Metering | 5 | Active | 4325600% |  | 2018
GMP | Castleton | Solar | Net-Metering | 5 | Active | 4307500% |  | 2017
GMP | St. Albans City | Solar | Net-Metering | 5 | Active | 4308800% |  | 2017
GMP | South Burlington | Solar | Net-Metering | 6 | Active | 4313900% |  | 2018
GMP | Middlesex | Solar | Net-Metering | 7.6 | Active | 4330800% |  | 2018
GMP | Barre City | Solar | Net-Metering | 6.6 | Active | 4307000% |  | 2017
GMP | Barre City | Solar | Net-Metering | 5 | Active | 4304000% |  | 2017
GMP | Woodstock | Solar | Net-Metering | 10 | Active | 4308900% |  | 2017
GMP | Rochester | Solar | Net-Metering | 5 | Active | 4306000% |  | 2017
GMP | St. Johnsbury | Solar | Net-Metering | 15 | Active | 4308700% |  | 2017
GMP | Charlotte | Solar | Net-Metering | 7.6 | Active | 4326500% |  | 2018
GMP | Fairfax | Solar | Net-Metering | 15 | Active | 4309800% |  | 2017
GMP | Winhall | Solar | Net-Metering | 11 | Active | 4310300% |  | 2018
GMP | Dorset | Solar | Net-Metering | 3.84 | Active | 4308000% |  | 2017
GMP | Milton | Solar | Net-Metering | 6 | Active | 4305900% |  | 2017
GMP | Montpelier | Solar | Net-Metering | 10 | Active | 4339200% |  | 2018
GMP | Randolph | Solar | Net-Metering | 6 | Active | 4307400% |  | 2017
GMP | Bristol | Solar | Net-Metering | 6 | Active | 4318600% |  | 2018
GMP | Shelburne | Solar | Net-Metering | 7.6 | Active | 4306900% |  | 2017
GMP | Hubbardton | Solar | Net-Metering | 5 | Active | 4309000% |  | 2017
GMP | Rutland City | Solar | Net-Metering | 7.6 | Active | 4307000% |  | 2017
GMP | Waitsfield | Solar | Net-Metering | 15 | Active | 4310500% |  | 2018
GMP | Fair Haven | Solar | Net-Metering | 11.4 | Active | 4330000% |  | 2018
GMP | Waterbury | Solar | Net-Metering | 7.6 | Active | 4305200% |  | 2017
GMP | Underhill | Solar | Net-Metering | 5 | Active | 4307300% |  | 2017
GMP | Williston | Solar | Net-Metering | 7.6 | Active | 4305300% |  | 2017
GMP | Bethel | Solar | Net-Metering | 7.6 | Active | 4307400% |  | 2017
GMP | Ferrisburgh | Solar | Net-Metering | 7.6 | Active | 4321000% |  | 2018
GMP | Shelburne | Solar | Net-Metering | 4 | Active | 4314300% |  | 2018
GMP | Colchester | Solar | Net-Metering | 6.6 | Active | 4305400% |  | 2017
GMP | Wallingford | Solar | Net-Metering | 6.6 | Active | 4304200% |  | 2017
GMP | Hartford | Solar | Net-Metering | 7.6 | Active | 4309800% |  | 2017
GMP | Addison | Solar | Net-Metering | 10 | Active | 4307000% |  | 2017
GMP | Woodstock | Solar | Net-Metering | 3.8 | Active | 4305600% |  | 2017
GMP | Cavendish | Solar | Net-Metering | 5 | Active | 4305200% |  | 2017
GMP | Starksboro | Solar | Net-Metering | 15 | Active | 4320600% |  | 2018
GMP | Newbury | Solar | Net-Metering | 6 | Active | 4309500% |  | 2017
GMP | St. Albans City | Solar | Net-Metering | 10 | Active | 4323000% |  | 2018
GMP | Weybridge | Solar | Net-Metering | 11.4 | Active | 4308900% |  | 2017
GMP | Dorset | Solar | Net-Metering | 6 | Active | 4310200% |  | 2018
GMP | Bridport | Solar | Net-Metering | 7.6 | Active | 4305300% |  | 2017
GMP | Castleton | Solar | Net-Metering | 7 | Active | 4308200% |  | 2017
GMP | Charlotte | Solar | Net-Metering | 10 | Active | 4310900% |  | 2018
GMP | Guilford | Solar | Net-Metering | 5 | Active | 4306600% |  | 2017
GMP | Milton | Solar | Net-Metering | 500 | Active | 4484800% |  | 2022
GMP | New Haven | Solar | Net-Metering | 4 | Active | 4325200% |  | 2018
GMP | Royalton | Solar | Net-Metering | 10 | Active | 4302700% |  | 2017
GMP | Barre City | Solar | Net-Metering | 3.6 | Active | 4306900% |  | 2017
GMP | Barre City | Solar | Net-Metering | 7.6 | Active | 4310800% |  | 2018
GMP | Rochester | Solar | Net-Metering | 5.2 | Active | 4308200% |  | 2017
GMP | Weybridge | Solar | Net-Metering | 6 | Active | 4306900% |  | 2017
GMP | Stockbridge | Solar | Net-Metering | 11.4 | Active | 4306900% |  | 2017
GMP | Panton | Solar | Net-Metering | 3 | Active | 4307700% |  | 2017
GMP | Bristol | Solar | Net-Metering | 3.8 | Active | 4306900% |  | 2017
GMP | Royalton | Solar | Net-Metering | 7.6 | Active | 4307000% |  | 2017
GMP | Hartford | Solar | Net-Metering | 5 | Active | 4310800% |  | 2018
GMP | Royalton | Solar | Net-Metering | 7.6 | Active | 4308200% |  | 2017
GMP | Orwell | Solar | Net-Metering | 6 | Active | 4318900% |  | 2018
GMP | St. Johnsbury | Solar | Net-Metering | 140 | Active | 4356600% |  | 2019
GMP | Cornwall | Solar | Net-Metering | 8.88 | Active | 4309000% |  | 2017
GMP | Ferrisburgh | Solar | Net-Metering | 10 | Active | 4305600% |  | 2017
GMP | Fair Haven | Solar | Net-Metering | 7.6 | Active | 4309800% |  | 2017
GMP | Woodstock | Solar | Net-Metering | 3.8 | Active | 4305900% |  | 2017
GMP | Barnet | Solar | Net-Metering | 6 | Active | 4305900% |  | 2017
GMP | Weston | Solar | Net-Metering | 15 | Active | 4304800% |  | 2017
GMP | Weston | Solar | Net-Metering | 15 | Active | 4303500% |  | 2017
GMP | Norwich | Solar | Net-Metering | 6 | Active | 4303200% |  | 2017
GMP | Williston | Solar | Net-Metering | 3.8 | Active | 4317900% |  | 2018
GMP | Cornwall | Solar | Net-Metering | 7 | Active | 4304200% |  | 2017
GMP | Barre City | Solar | Net-Metering | 10.4 | Active | 4307400% |  | 2017
GMP | Plainfield | Solar | Net-Metering | 5 | Active | 4309500% |  | 2017
GMP | Sharon | Solar | Net-Metering | 3.12 | Active | 4305300% |  | 2017
GMP | Guilford | Solar | Net-Metering | 5 | Active | 4306000% |  | 2017
GMP | Richmond | Solar | Net-Metering | 5.22 | Active | 4308800% |  | 2017
GMP | Winooski | Solar | Net-Metering | 3.8 | Active | 4308100% |  | 2017
GMP | Fairfax | Solar | Net-Metering | 11.8 | Active | 4345100% |  | 2018
GMP | Clarendon | Solar | Net-Metering | 5 | Active | 4309600% |  | 2017
GMP | South Burlington | Solar | Net-Metering | 6.6 | Active | 4309500% |  | 2017
GMP | Lincoln | Solar | Net-Metering | 7.6 | Active | 4313700% |  | 2018
GMP | Plainfield | Solar | Net-Metering | 5 | Active | 4306900% |  | 2017
GMP | Middlebury | Solar | Net-Metering | 6 | Active | 4311100% |  | 2018
GMP | Williamstown | Solar | Net-Metering | 10 | Active | 4313600% |  | 2018
GMP | Stockbridge | Solar | Net-Metering | 3.6 | Active | 4311500% |  | 2018
GMP | Dummerston | Solar | Net-Metering | 6.6 | Active | 4309800% |  | 2017
GMP | Peacham | Solar | Net-Metering | 5 | Active | 4308900% |  | 2017
GMP | Underhill | Solar | Net-Metering | 5 | Active | 4307300% |  | 2017
GMP | Berlin | Solar | Net-Metering | 5.2 | Active | 4323400% |  | 2018
GMP | Royalton | Solar | Net-Metering | 150 | Active | 4341300% |  | 2018
GMP | Royalton | Solar | Net-Metering | 150 | Active | 4345200% |  | 2018
GMP | Worcester | Solar | Net-Metering | 7.6 | Active | 4328300% |  | 2018
VPPSA | Burke | Solar | Standard Offer | 495 | Active | 4246000% |  | 2016
GMP | Manchester | Solar | Net-Metering | 100 | Active | 4332500% |  | 2018
GMP | Shaftsbury | Solar | Net-Metering | 6 | Active | 4306000% |  | 2017
GMP | Middlebury | Solar | Net-Metering | 5 | Active | 4308700% |  | 2017
GMP | Williston | Solar | Net-Metering | 11.4 | Active | 4310500% |  | 2018
GMP | Sharon | Solar | Net-Metering | 7.6 | Active | 4325500% |  | 2018
GMP | Milton | Solar | Net-Metering | 6 | Active | 4323600% |  | 2018
GMP | Waterbury | Solar | Net-Metering | 6 | Active | 4308800% |  | 2017
GMP | Middlebury | Solar | Net-Metering | 10 | Active | 4325900% |  | 2018
GMP | Hartford | Solar | Net-Metering | 7 | Active | 4308800% |  | 2017
GMP | Colchester | Solar | Net-Metering | 6 | Active | 4311500% |  | 2018
GMP | Castleton | Solar | Net-Metering | 6.6 | Active | 4307500% |  | 2017
GMP | Bennington | Solar | Net-Metering | 3.8 | Active | 4308100% |  | 2017
GMP | Randolph | Solar | Net-Metering | 6 | Active | 4323500% |  | 2018
GMP | Randolph | Solar | Net-Metering | 5 | Active | 4307300% |  | 2017
GMP | Castleton | Solar | Net-Metering | 3 | Active | 4308100% |  | 2017
GMP | Springfield | Solar | Net-Metering | 6 | Active | 4316600% |  | 2018
GMP | Cornwall | Solar | Net-Metering | 3.48 | Active | 4315300% |  | 2018
GMP | Waterbury | Solar | Net-Metering | 3.8 | Active | 4305400% |  | 2017
GMP | Castleton | Solar | Net-Metering | 500 | Active | 4381900% |  | 2019
GMP | Putney | Solar | Net-Metering | 7.6 | Active | 4319900% |  | 2018
GMP | Ferrisburgh | Solar | PPA | 4999 | Active | 4373800% |  | 2019
GMP | Ferrisburgh | Battery >= 20 KW | PPA | 2100 | Active | 4370000% |  | 2019
GMP | Weathersfield | Solar | Net-Metering | 10 | Active | 4305300% |  | 2017
GMP | Windsor | Solar | Net-Metering | 500 | Active | 4346100% |  | 2018
GMP | Windsor | Solar | Net-Metering | 500 | Active | 4345400% |  | 2018
GMP | Springfield | Solar | Net-Metering | 3.64 | Active | 4308100% |  | 2017
GMP | Ripton | Solar | Net-Metering | 6.75 | Active | 4306900% |  | 2017
GMP | Middletown Springs | Solar | Net-Metering | 3.8 | Active | 4312900% |  | 2018
GMP | Killington | Solar | Net-Metering | 7.6 | Active | 4307500% |  | 2017
GMP | Hinesburg | Solar | Net-Metering | 7.6 | Active | 4313700% |  | 2018
GMP | Manchester | Solar | Net-Metering | 5 | Active | 4308200% |  | 2017
GMP | Essex | Solar | Net-Metering | 3.8 | Active | 4316600% |  | 2018
GMP | Concord | Solar | Net-Metering | 4.64 | Active | 4309000% |  | 2017
GMP | Essex Junction | Solar | Net-Metering | 4.2 | Active | 4309700% |  | 2017
GMP | West Windsor | Solar | Net-Metering | 3 | Active | 4314000% |  | 2018
GMP | West Haven | Solar | Net-Metering | 15 | Active | 4312900% |  | 2018
GMP | Colchester | Solar | Net-Metering | 10 | Active | 4307400% |  | 2017
GMP | Williston | Solar | Net-Metering | 5 | Active | 4305600% |  | 2017
GMP | Castleton | Solar | Net-Metering | 150 | Active | 4381900% |  | 2019
GMP | Georgia | Solar | Net-Metering | 5.2 | Active | 4309500% |  | 2017
GMP | Springfield | Solar | Net-Metering | 6 | Active | 4318500% |  | 2018
GMP | Pownal | Solar | Net-Metering | 4.2 | Active | 4307300% |  | 2017
GMP | Brattleboro | Solar | Net-Metering | 3.8 | Active | 4313300% |  | 2018
GMP | Marshfield | Solar | Net-Metering | 12.5 | Active | 4315000% |  | 2018
GMP | Colchester | Solar | Net-Metering | 3.8 | Active | 4306000% |  | 2017
GMP | Berlin | Solar | Net-Metering | 15.2 | Active | 4343000% |  | 2018
GMP | Plymouth | Solar | Net-Metering | 26 | Active | 4310500% |  | 2018
GMP | Monkton | Solar | Net-Metering | 15 | Active | 4330000% |  | 2018
GMP | Charlotte | Solar | Net-Metering | 5 | Active | 4309700% |  | 2017
GMP | Hartland | Solar | Net-Metering | 3 | Active | 4322900% |  | 2018
GMP | Cornwall | Solar | Net-Metering | 15 | Active | 4315300% |  | 2018
GMP | Windsor | Solar | Net-Metering | 150 | Active | 4373100% |  | 2019
GMP | Waterbury | Hydro | Net-Metering | 6.6 | Active | 4317600% |  | 2018
GMP | Montpelier | Solar | Net-Metering | 11.4 | Active | 4311900% |  | 2018
GMP | Randolph | Solar | Net-Metering | 5 | Active | 4308300% |  | 2017
GMP | Moretown | Solar | Net-Metering | 3 | Active | 4334000% |  | 2018
GMP | Leicester | Solar | Net-Metering | 7.6 | Active | 4320200% |  | 2018
GMP | Cornwall | Solar | Net-Metering | 6 | Active | 4324100% |  | 2018
GMP | Barre City | Solar | Net-Metering | 7.6 | Active | 4308000% |  | 2017
GMP | Charlotte | Solar | Net-Metering | 3.8 | Active | 4340400% |  | 2018
GMP | Hartland | Solar | Net-Metering | 5 | Active | 4318500% |  | 2018
GMP | Colchester | Solar | Net-Metering | 7.6 | Active | 4315200% |  | 2018
GMP | Waterbury | Solar | Net-Metering | 6 | Active | 4321500% |  | 2018
GMP | Castleton | Solar | Net-Metering | 10 | Active | 4309000% |  | 2017
GMP | Vergennes | Solar | Net-Metering | 3.8 | Active | 4316500% |  | 2018
GMP | Williston | Solar | Net-Metering | 3.8 | Active | 4307500% |  | 2017
GMP | Wilmington | Solar | Net-Metering | 142.5 | Active | 4372500% |  | 2019
GMP | Bridport | Solar | Net-Metering | 2.5 | Active | 4321300% |  | 2018
GMP | Montpelier | Solar | Net-Metering | 6 | Active | 4312200% |  | 2018
GMP | Williston | Solar | Net-Metering | 3.8 | Active | 4308100% |  | 2017
GMP | Hartford | Solar | Net-Metering | 7.6 | Active | 4307400% |  | 2017
GMP | Waterbury | Solar | Net-Metering | 11.4 | Active | 4309500% |  | 2017
GMP | Pittsfield | Solar | Net-Metering | 5 | Active | 4308000% |  | 2017
GMP | Underhill | Solar | Net-Metering | 3.8 | Active | 4313200% |  | 2018
GMP | Pittsfield | Solar | Net-Metering | 5 | Active | 4307300% |  | 2017
GMP | Charlotte | Solar | Net-Metering | 6 | Active | 4313300% |  | 2018
GMP | East Montpelier | Solar | Net-Metering | 3.36 | Active | 4306900% |  | 2017
GMP | Castleton | Solar | Net-Metering | 27.6 | Active | 4315900% |  | 2018
GMP | Vergennes | Solar | Net-Metering | 10 | Active | 4314500% |  | 2018
GMP | Middlebury | Solar | Net-Metering | 3.8 | Active | 4316600% |  | 2018
GMP | Leicester | Solar | Net-Metering | 6.96 | Active | 4325200% |  | 2018
GMP | Waterford | Solar | Net-Metering | 5.22 | Active | 4313600% |  | 2018
GMP | Barre City | Solar | Net-Metering | 3.8 | Active | 4311200% |  | 2018
GMP | Cambridge | Solar | Net-Metering | 7.6 | Active | 4309800% |  | 2017
GMP | Charlotte | Solar | Net-Metering | 7.6 | Active | 4326300% |  | 2018
GMP | Shelburne | Solar | Net-Metering | 10 | Active | 4309700% |  | 2017
GMP | Leicester | Solar | Net-Metering | 11.4 | Active | 4309700% |  | 2017
GMP | Shelburne | Solar | Net-Metering | 4.14 | Active | 4310900% |  | 2018
GMP | Manchester | Solar | Net-Metering | 66.6 | Active | 4345200% |  | 2018
GMP | Fairfax | Solar | Net-Metering | 11.4 | Active | 4316400% |  | 2018
GMP | Bristol | Solar | Net-Metering | 3 | Active | 4307500% |  | 2017
GMP | Westford | Solar | Net-Metering | 3 | Active | 4311900% |  | 2018
GMP | Middlebury | Solar | Net-Metering | 3 | Active | 4311600% |  | 2018
GMP | Williston | Solar | Net-Metering | 6 | Active | 4315700% |  | 2018
GMP | Bethel | Solar | Net-Metering | 7.2 | Active | 4308800% |  | 2017
GMP | Williston | Solar | Net-Metering | 3.8 | Active | 4312500% |  | 2018
GMP | Grafton | Solar | Net-Metering | 299.7 | Active | 4400500% |  | 2020
GMP | Shelburne | Solar | Net-Metering | 7.6 | Active | 4324500% |  | 2018
GMP | Shelburne | Solar | Net-Metering | 6 | Active | 4308700% |  | 2017
GMP | Pittsfield | Solar | Net-Metering | 5 | Active | 4308000% |  | 2017
GMP | Moretown | Solar | Net-Metering | 10 | Active | 4312900% |  | 2018
GMP | Hartland | Solar | Net-Metering | 7.6 | Active | 4312200% |  | 2018
GMP | Middlebury | Solar | Net-Metering | 5 | Active | 4315700% |  | 2018
GMP | Chester | Solar | Net-Metering | 5 | Active | 4308700% |  | 2017
GMP | Woodstock | Solar | Net-Metering | 7.6 | Active | 4319600% |  | 2018
GMP | Fairfax | Solar | Net-Metering | 4.64 | Active | 4308100% |  | 2017
GMP | Stockbridge | Solar | Net-Metering | 7.6 | Active | 4308700% |  | 2017
GMP | Bristol | Solar | Net-Metering | 7.6 | Active | 4317300% |  | 2018
GMP | Pittsfield | Solar | Net-Metering | 6.6 | Active | 4314500% |  | 2018
GMP | Milton | Solar | Net-Metering | 6 | Active | 4308900% |  | 2017
GMP | Williamstown | Solar | Net-Metering | 3 | Active | 4311800% |  | 2018
GMP | Starksboro | Solar | Net-Metering | 145 | Active | 4367900% |  | 2019
GMP | Essex Junction | Solar | Net-Metering | 6 | Active | 4308700% |  | 2017
GMP | Middlebury | Solar | Net-Metering | 11.4 | Active | 4312300% |  | 2018
GMP | Brattleboro | Solar | Net-Metering | 10 | Active | 4310200% |  | 2018
GMP | Ripton | Solar | Net-Metering | 10 | Active | 4315900% |  | 2018
GMP | Warren | Solar | Net-Metering | 6.6 | Active | 4320800% |  | 2018
GMP | Waterbury | Solar | Net-Metering | 3 | Active | 4311500% |  | 2018
GMP | West Rutland | Solar | Net-Metering | 6 | Active | 4324200% |  | 2018
GMP | Richmond | Solar | Net-Metering | 7.6 | Active | 4316400% |  | 2018
GMP | Berlin | Solar | Net-Metering | 10 | Active | 4308700% |  | 2017
GMP | Hartford | Solar | Net-Metering | 6 | Active | 4313800% |  | 2018
GMP | Middlebury | Solar | Net-Metering | 6 | Active | 4315700% |  | 2018
GMP | Lincoln | Solar | Net-Metering | 6 | Active | 4326300% |  | 2018
GMP | Montpelier | Solar | Net-Metering | 6 | Active | 4312400% |  | 2018
GMP | Benson | Solar | Net-Metering | 7.6 | Active | 4314400% |  | 2018
GMP | Moretown | Solar | Net-Metering | 7.6 | Active | 4319600% |  | 2018
GMP | St. Albans City | Solar | Net-Metering | 3.8 | Active | 4313300% |  | 2018
GMP | Lincoln | Solar | Net-Metering | 5 | Active | 4308100% |  | 2017
GMP | Charlotte | Solar | Net-Metering | 9.13 | Active | 4313600% |  | 2018
GMP | Poultney | Solar | Net-Metering | 5 | Active | 4319900% |  | 2018
GMP | Barnet | Solar | Net-Metering | 5 | Active | 4312600% |  | 2018
GMP | Middlebury | Solar | Net-Metering | 10 | Active | 4342400% |  | 2018
GMP | Colchester | Solar | Net-Metering | 10.4 | Active | 4318200% |  | 2018
GMP | Bethel | Solar | Net-Metering | 10.4 | Active | 4315800% |  | 2018
GMP | Essex Junction | Solar | Net-Metering | 10.4 | Active | 4310400% |  | 2018
GMP | Bethel | Solar | Net-Metering | 3.8 | Active | 4308400% |  | 2017
GMP | Wilmington | Solar | Net-Metering | 10 | Active | 4326500% |  | 2018
GMP | Winooski | Solar | Net-Metering | 4.2 | Active | 4309700% |  | 2017
GMP | New Haven | Solar | Net-Metering | 7.6 | Active | 4310500% |  | 2018
GMP | Hartford | Solar | Net-Metering | 3 | Active | 4308800% |  | 2017
GMP | Hartford | Solar | Net-Metering | 7.6 | Active | 4327600% |  | 2018
GMP | Dummerston | Solar | Net-Metering | 3 | Active | 4310300% |  | 2018
GMP | Shelburne | Solar | Net-Metering | 4.2 | Active | 4310900% |  | 2018
GMP | Waterbury | Solar | Net-Metering | 5.2 | Active | 4310200% |  | 2018
GMP | Lunenburg | Solar | Net-Metering | 6.96 | Active | 4317100% |  | 2018
GMP | Corinth | Solar | Net-Metering | 3.6 | Active | 4309700% |  | 2017
GMP | Strafford | Solar | Net-Metering | 4.64 | Active | 4323700% |  | 2018
GMP | Underhill | Solar | Net-Metering | 6 | Active | 4315400% |  | 2018
GMP | Monkton | Solar | Net-Metering | 6 | Active | 4326500% |  | 2018
GMP | St. Albans City | Solar | Net-Metering | 5.2 | Active | 4309800% |  | 2017
GMP | Williston | Solar | Net-Metering | 7.6 | Active | 4316400% |  | 2018
GMP | Huntington | Solar | Net-Metering | 3.8 | Active | 4311700% |  | 2018
GMP | Benson | Solar | Net-Metering | 5.2 | Active | 4324900% |  | 2018
GMP | St. Albans City | Solar | Net-Metering | 7 | Active | 4330700% |  | 2018
GMP | Milton | Solar | Net-Metering | 10 | Active | 4326600% |  | 2018
GMP | Williston | Solar | Net-Metering | 4 | Active | 4313300% |  | 2018
GMP | Bristol | Solar | Net-Metering | 10 | Active | 4322200% |  | 2018
GMP | Essex Junction | Solar | Net-Metering | 3.48 | Active | 4325600% |  | 2018
GMP | Bethel | Solar | Net-Metering | 5 | Active | 4320600% |  | 2018
GMP | Richmond | Solar | Net-Metering | 7.6 | Active | 4320300% |  | 2018
GMP | Shelburne | Solar | Net-Metering | 15 | Active | 4322700% |  | 2018
GMP | Barre City | Solar | Net-Metering | 7.6 | Active | 4331800% |  | 2018
GMP | Shelburne | Solar | Net-Metering | 10 | Active | 4319300% |  | 2018
GMP | Vergennes | Solar | Net-Metering | 3 | Active | 4308900% |  | 2017
GMP | Randolph | Solar | Net-Metering | 6 | Active | 4310400% |  | 2018
GMP | Hancock | Solar | Net-Metering | 5 | Active | 4309000% |  | 2017
GMP | Springfield | Solar | Net-Metering | 3.8 | Active | 4315700% |  | 2018
GMP | Brattleboro | Solar | Net-Metering | 3.8 | Active | 4315700% |  | 2018
GMP | Waterbury | Solar | Net-Metering | 5 | Active | 4317800% |  | 2018
GMP | Ryegate | Solar | Net-Metering | 5 | Active | 4320100% |  | 2018
GMP | Randolph | Solar | Net-Metering | 3 | Active | 4316500% |  | 2018
GMP | South Burlington | Solar | Net-Metering | 5 | Active | 4313200% |  | 2018
GMP | Colchester | Solar | Net-Metering | 4.6 | Active | 4336900% |  | 2018
GMP | Richmond | Solar | Net-Metering | 6 | Active | 4318200% |  | 2018
GMP | Underhill | Solar | Net-Metering | 15 | Active | 4331400% |  | 2018
GMP | Charlotte | Solar | Net-Metering | 10 | Active | 4319500% |  | 2018
GMP | Milton | Solar | Net-Metering | 3.8 | Active | 4316400% |  | 2018
GMP | Bridport | Solar | Net-Metering | 7.6 | Active | 4310300% |  | 2018
GMP | Shelburne | Solar | Net-Metering | 4 | Active | 4321600% |  | 2018
GMP | Warren | Solar | Net-Metering | 6 | Active | 4316600% |  | 2018
GMP | Weybridge | Solar | Net-Metering | 7.6 | Active | 4321400% |  | 2018
GMP | Ryegate | Solar | Net-Metering | 3 | Active | 4318600% |  | 2018
GMP | South Burlington | Solar | Net-Metering | 7.6 | Active | 4316500% |  | 2018
GMP | Underhill | Solar | Net-Metering | 3 | Active | 4310200% |  | 2018
GMP | Essex | Solar | Net-Metering | 3 | Active | 4309600% |  | 2017
GMP | St. Albans City | Solar | Net-Metering | 6 | Active | 4316400% |  | 2018
GMP | Middlebury | Solar | Net-Metering | 3.8 | Active | 4318800% |  | 2018
GMP | Milton | Solar | Net-Metering | 10 | Active | 4315800% |  | 2018
GMP | Barre City | Solar | Net-Metering | 4 | Active | 4326200% |  | 2018
GMP | Milton | Solar | Net-Metering | 9 | Active | 4330800% |  | 2018
GMP | Killington | Solar | Net-Metering | 6 | Active | 4315700% |  | 2018
GMP | Montpelier | Solar | Net-Metering | 11.8 | Active | 4322900% |  | 2018
GMP | Ryegate | Solar | Net-Metering | 7.6 | Active | 4310800% |  | 2018
GMP | Bennington | Solar | Net-Metering | 6 | Active | 4310500% |  | 2018
GMP | Danby | Solar | Net-Metering | 7.6 | Active | 4317500% |  | 2018
GMP | Salisbury | Solar | Net-Metering | 5 | Active | 4319600% |  | 2018
GMP | Fairlee | Solar | Net-Metering | 7.28 | Active | 4313700% |  | 2018
GMP | Brattleboro | Solar | Net-Metering | 5 | Active | 4343900% |  | 2018
GMP | Williston | Solar | Net-Metering | 7.6 | Active | 4316700% |  | 2018
GMP | Essex Junction | Solar | Net-Metering | 3.8 | Active | 4316400% |  | 2018
GMP | Waitsfield | Solar | Net-Metering | 6 | Active | 4331200% |  | 2018
GMP | Colchester | Solar | Net-Metering | 8 | Active | 4312200% |  | 2018
GMP | Marshfield | Solar | Net-Metering | 11.4 | Active | 4323100% |  | 2018
GMP | Pittsford | Solar | Net-Metering | 10 | Active | 4334300% |  | 2018
GMP | Worcester | Solar | Net-Metering | 3.6 | Active | 4323800% |  | 2018
GMP | Williston | Solar | Net-Metering | 9 | Active | 4316800% |  | 2018
GMP | Westford | Solar | Net-Metering | 4.2 | Active | 4316000% |  | 2018
GMP | Windsor | Solar | Net-Metering | 500 | Active | 4382500% |  | 2019
GMP | Strafford | Solar | Net-Metering | 5 | Active | 4313300% |  | 2018
GMP | Plainfield | Solar | Net-Metering | 6.38 | Active | 4332800% |  | 2018
GMP | Milton | Solar | Net-Metering | 7.6 | Active | 4313100% |  | 2018
GMP | Shelburne | Solar | Net-Metering | 3.8 | Active | 4312600% |  | 2018
GMP | Jericho | Solar | Net-Metering | 5 | Active | 4314600% |  | 2018
GMP | Hartland | Solar | Net-Metering | 5 | Active | 4315400% |  | 2018
GMP | Georgia | Solar | Net-Metering | 7.6 | Active | 4316800% |  | 2018
GMP | Shrewsbury | Solar | Net-Metering | 15 | Active | 4312900% |  | 2018
GMP | Milton | Solar | Net-Metering | 6 | Active | 4312500% |  | 2018
GMP | Hartland | Solar | Net-Metering | 5 | Active | 4312900% |  | 2018
GMP | Manchester | Solar | Net-Metering | 5.2 | Active | 4325200% |  | 2018
GMP | Montpelier | Solar | Net-Metering | 6 | Active | 4318000% |  | 2018
GMP | Charlotte | Solar | Net-Metering | 3.8 | Active | 4312300% |  | 2018
GMP | Athens | Solar | Net-Metering | 5 | Active | 4348800% |  | 2019
GMP | Killington | Solar | Net-Metering | 13.8 | Active | 4332600% |  | 2018
GMP | Rochester | Solar | Net-Metering | 3.8 | Active | 4329400% |  | 2018
GMP | West Rutland | Solar | Net-Metering | 10 | Active | 4322200% |  | 2018
GMP | Waitsfield | Solar | Net-Metering | 6 | Active | 4328700% |  | 2018
GMP | Georgia | Solar | Net-Metering | 5 | Active | 4322400% |  | 2018
GMP | Rutland Town | Solar | Net-Metering | 6.6 | Active | 4316800% |  | 2018
GMP | Westford | Solar | Net-Metering | 7.6 | Active | 4330700% |  | 2018
GMP | Charlotte | Solar | Net-Metering | 7.6 | Active | 4325700% |  | 2018
GMP | Ferrisburgh | Solar | Net-Metering | 7.6 | Active | 4394500% |  | 2020
GMP | Williston | Solar | Net-Metering | 7.6 | Active | 4312900% |  | 2018
GMP | Woodstock | Solar | Net-Metering | 3 | Active | 4313300% |  | 2018
GMP | Clarendon | Solar | Net-Metering | 6 | Active | 4322900% |  | 2018
GMP | Hartford | Solar | Net-Metering | 53.3 | Active | 4337700% |  | 2018
GMP | Shelburne | Solar | Net-Metering | 6 | Active | 4330000% |  | 2018
GMP | Barnard | Solar | Net-Metering | 10.4 | Active | 4325500% |  | 2018
GMP | Richmond | Solar | Net-Metering | 3.8 | Active | 4327000% |  | 2018
GMP | Williston | Solar | Net-Metering | 34 | Active | 4327600% |  | 2018
GMP | Shelburne | Solar | Net-Metering | 10 | Active | 4352500% |  | 2019
GMP | Milton | Solar | Net-Metering | 53.3 | Active | 4328300% |  | 2018
GMP | Hartford | Solar | Net-Metering | 7.6 | Active | 4313300% |  | 2018
GMP | Vergennes | Solar | Net-Metering | 6 | Active | 4313300% |  | 2018
GMP | Wilmington | Solar | Net-Metering | 500 | Active | 4386400% |  | 2020
GMP | Bethel | Solar | Net-Metering | 5.2 | Active | 4329800% |  | 2018
GMP | Vergennes | Solar | Net-Metering | 7.6 | Active | 4313300% |  | 2018
GMP | South Burlington | Solar | Net-Metering | 20 | Active | 4339100% |  | 2018
GMP | Richmond | Solar | Net-Metering | 6.6 | Active | 4318700% |  | 2018
GMP | Colchester | Solar | Net-Metering | 6.67 | Active | 4314700% |  | 2018
GMP | South Burlington | Solar | Net-Metering | 11.4 | Active | 4325100% |  | 2018
GMP | Guilford | Solar | Net-Metering | 6 | Active | 4326400% |  | 2018
GMP | Addison | Solar | Net-Metering | 11.4 | Active | 4312400% |  | 2018
GMP | Charlotte | Solar | Net-Metering | 3 | Active | 4326400% |  | 2018
GMP | Essex Junction | Solar | Net-Metering | 3.6 | Active | 4327100% |  | 2018
GMP | Brattleboro | Solar | Net-Metering | 10 | Active | 4327100% |  | 2018
GMP | Barre City | Solar | Net-Metering | 11.4 | Active | 4314600% |  | 2018
GMP | Williston | Solar | Net-Metering | 3 | Active | 4315700% |  | 2018
GMP | Brandon | Solar | Net-Metering | 6 | Active | 4316100% |  | 2018
GMP | Colchester | Solar | Net-Metering | 5 | Active | 4317900% |  | 2018
GMP | Middletown Springs | Solar | Net-Metering | 3.8 | Active | 4321000% |  | 2018
GMP | Bradford | Solar | Net-Metering | 7.6 | Active | 4313900% |  | 2018
GMP | Bennington | Solar | Net-Metering | 66.6 | Active | 4321500% |  | 2018
GMP | Jamaica | Solar | Net-Metering | 10.74 | Active | 4153300% |  | 2013
GMP | Putney | Solar | Net-Metering | 3.59 | Active | 3970100% |  | 2008
GMP | Putney | Solar | Net-Metering | 4.37 | Active | 4053400% |  | 2010
GMP | Vernon | Solar | Net-Metering | 5.24 | Active | 4085400% |  | 2011
GMP | Montpelier | Solar | Net-Metering | 3.3 | Active | 3973700% |  | 2008
GMP | Moretown | Solar | Net-Metering | 2.99 | Active | 4110000% |  | 2012
GMP | Shaftsbury | Solar | Net-Metering | 150 | Active | 4337800% |  | 2018
GMP | Mount Holly | Solar | Net-Metering | 5 | Active | 4320000% |  | 2018
GMP | Bristol | Solar | Net-Metering | 9 | Active | 4322200% |  | 2018
GMP | Worcester | Solar | Net-Metering | 6 | Active | 4321300% |  | 2018
GMP | Cambridge | Solar | Net-Metering | 3.8 | Active | 4317300% |  | 2018
GMP | Rutland City | Solar | Net-Metering | 11.4 | Active | 4318100% |  | 2018
GMP | Rupert | Solar | Net-Metering | 17.28 | Active | 4331500% |  | 2018
GMP | Brattleboro | Solar | Net-Metering | 14.4 | Active | 4355200% |  | 2019
GMP | Middlebury | Solar | Net-Metering | 6 | Active | 4315700% |  | 2018
GMP | Monkton | Solar | Net-Metering | 6 | Active | 4315300% |  | 2018
GMP | Peru | Solar | Net-Metering | 10 | Active | 4322200% |  | 2018
GMP | Hartland | Solar | Net-Metering | 6 | Active | 4318900% |  | 2018
GMP | Middletown Springs | Solar | Net-Metering | 5 | Active | 4318500% |  | 2018
GMP | Worcester | Solar | Net-Metering | 10 | Active | 4326500% |  | 2018
GMP | Bridgewater | Solar | Net-Metering | 5 | Active | 4320300% |  | 2018
GMP | MIlton | Solar | Net-Metering | 10 | Active | 4330100% |  | 2018
GMP | Whiting | Solar | Net-Metering | 3.6 | Active | 4320800% |  | 2018
GMP | South Burlington | Solar | Net-Metering | 4.2 | Active | 4318100% |  | 2018
GMP | Williston | Solar | Net-Metering | 6 | Active | 4316000% |  | 2018
GMP | Shelburne | Solar | Net-Metering | 7.6 | Active | 4315700% |  | 2018
GMP | Winooski | Solar | Net-Metering | 3 | Active | 4362600% |  | 2019
GMP | Rutland City | Solar | Net-Metering | 6 | Active | 4318200% |  | 2018
GMP | Bennington | Solar | Net-Metering | 5 | Active | 4316500% |  | 2018
GMP | Jamaica | Solar | Net-Metering | 6 | Active | 4315700% |  | 2018
GMP | Rutland City | Solar | Net-Metering | 3.8 | Active | 4320800% |  | 2018
GMP | Fairfax | Solar | Net-Metering | 10.4 | Active | 4325000% |  | 2018
GMP | Hancock | Solar | Net-Metering | 3 | Active | 4328000% |  | 2018
GMP | St. Albans City | Solar | Net-Metering | 3.8 | Active | 4322100% |  | 2018
GMP | Brandon | Solar | Net-Metering | 3.8 | Active | 4317500% |  | 2018
GMP | Hartland | Solar | Net-Metering | 500 | Active | 4344400% |  | 2018
GMP | Milton | Solar | Net-Metering | 100 | Active | 4326300% |  | 2018
GMP | St. Albans City | Solar | Net-Metering | 500 | Active | 4382900% |  | 2019
GMP | Wallingford | Solar | Net-Metering | 500 | Active | 4343900% |  | 2018
GMP | Williston | Solar | Net-Metering | 5 | Active | 4319500% |  | 2018
GMP | Weathersfield | Solar | Net-Metering | 499.5 | Active | 4382500% |  | 2019
GMP | St. Albans City | Solar | Net-Metering | 22.8 | Active | 4320900% |  | 2018
GMP | St. Albans City | Solar | Net-Metering | 6 | Active | 4317400% |  | 2018
GMP | Poultney | Solar | Net-Metering | 5 | Active | 4318800% |  | 2018
GMP | Springfield | Solar | Net-Metering | 7.6 | Active | 4316700% |  | 2018
GMP | Charlotte | Solar | Net-Metering | 3.8 | Active | 4317800% |  | 2018
GMP | Berlin | Solar | Net-Metering | 137.94 | Active | 4210000% |  | 2015
GMP | South Burlington | Solar | Net-Metering | 7.6 | Active | 4318100% |  | 2018
GMP | Guilford | Solar | Net-Metering | 5 | Active | 4324100% |  | 2018
GMP | Ferrisburgh | Solar | Net-Metering | 7.6 | Active | 4321600% |  | 2018
GMP | Middlebury | Solar | Net-Metering | 5 | Active | 4325800% |  | 2018
GMP | Underhill | Solar | Net-Metering | 7.6 | Active | 4316700% |  | 2018
GMP | South Burlington | Solar | Net-Metering | 5 | Active | 4320200% |  | 2018
GMP | Fairfax | Solar | Net-Metering | 6.96 | Active | 4319400% |  | 2018
GMP | Essex Junction | Solar | Net-Metering | 10.15 | Active | 4318800% |  | 2018
GMP | Essex Junction | Solar | Net-Metering | 6.96 | Active | 4325000% |  | 2018
GMP | Essex | Solar | Net-Metering | 5 | Active | 4320100% |  | 2018
GMP | Castleton | Solar | Net-Metering | 4.6 | Active | 4321300% |  | 2018
GMP | Springfield | Solar | Net-Metering | 5 | Active | 4337400% |  | 2018
GMP | Hinesburg | Solar | Net-Metering | 6 | Active | 4317400% |  | 2018
GMP | Shelburne | Solar | Net-Metering | 7.6 | Active | 4316400% |  | 2018
GMP | St. Albans City | Solar | Net-Metering | 7.6 | Active | 4315900% |  | 2018
GMP | Putney | Solar | Net-Metering | 7.7 | Active | 4320000% |  | 2018
GMP | Hartford | Solar | Net-Metering | 5 | Active | 4325100% |  | 2018
GMP | Vergennes | Solar | Net-Metering | 9.25 | Active | 4316100% |  | 2018
GMP | Randolph | Solar | Net-Metering | 150 | Active | 4374900% |  | 2019
GMP | Middlebury | Solar | Net-Metering | 7.6 | Active | 4319600% |  | 2018
GMP | Royalton | Solar | Net-Metering | 6.6 | Active | 4323700% |  | 2018
GMP | Randolph | Solar | Net-Metering | 15 | Active | 4322800% |  | 2018
GMP | Hartford | Solar | Net-Metering | 150 | Active | 4345400% |  | 2018
GMP | Plainfield | Solar | Net-Metering | 7.6 | Active | 4315300% |  | 2018
GMP | Jericho | Solar | Net-Metering | 30 | Active | 4337600% |  | 2018
GMP | Colchester | Solar | Net-Metering | 3.8 | Active | 4319200% |  | 2018
GMP | Swanton | Solar | Net-Metering | 6 | Active | 4318700% |  | 2018
GMP | Fairfax | Solar | Net-Metering | 150 | Active | 4355100% |  | 2019
GMP | St. Albans City | Solar | Net-Metering | 4.2 | Active | 4316100% |  | 2018
GMP | Milton | Solar | Net-Metering | 6.6 | Active | 4323100% |  | 2018
GMP | Barre City | Solar | Net-Metering | 3.6 | Active | 4327300% |  | 2018
GMP | Benson | Solar | Net-Metering | 13.6 | Active | 4339000% |  | 2018
GMP | Whiting | Solar | Net-Metering | 6 | Active | 4329900% |  | 2018
GMP | Cornwall | Solar | Net-Metering | 6 | Active | 4316600% |  | 2018
GMP | Essex | Solar | Net-Metering | 4 | Active | 4326200% |  | 2018
GMP | Hinesburg | Solar | Net-Metering | 7.6 | Active | 4320900% |  | 2018
GMP | South Burlington | Solar | Net-Metering | 7.6 | Active | 4318000% |  | 2018
GMP | Essex Junction | Solar | Net-Metering | 3.8 | Active | 4322100% |  | 2018
GMP | Marshfield | Solar | Net-Metering | 6 | Active | 4324500% |  | 2018
GMP | Berlin | Solar | Net-Metering | 5 | Active | 4328300% |  | 2018
GMP | Barnet | Solar | Net-Metering | 9.8 | Active | 4316800% |  | 2018
GMP | Sudbury | Solar | Net-Metering | 6 | Active | 4325200% |  | 2018
GMP | Waterbury | Solar | Net-Metering | 11.4 | Active | 4318700% |  | 2018
GMP | Milton | Solar | Net-Metering | 5 | Active | 4316400% |  | 2018
GMP | Cornwall | Solar | Net-Metering | 10 | Active | 4328000% |  | 2018
GMP | Charlotte | Solar | Net-Metering | 7.6 | Active | 4345100% |  | 2018
GMP | Dover | Solar | Net-Metering | 8.8 | Active | 4345400% |  | 2018
GMP | Vergennes | Solar | Net-Metering | 5.2 | Active | 4323700% |  | 2018
GMP | Bennington | Solar | Net-Metering | 9 | Active | 4322900% |  | 2018
GMP | Shelburne | Solar | Net-Metering | 10.4 | Active | 4318500% |  | 2018
GMP | Ryegate | Solar | Net-Metering | 10 | Active | 4322000% |  | 2018
GMP | Proctor | Solar | Net-Metering | 5.2 | Active | 4322200% |  | 2018
GMP | Mendon | Solar | Net-Metering | 10.4 | Active | 4318700% |  | 2018
GMP | Colchester | Solar | Net-Metering | 6 | Active | 4322100% |  | 2018
GMP | Castleton | Solar | Net-Metering | 8.8 | Active | 4323700% |  | 2018
GMP | South Burlington | Solar | Net-Metering | 5 | Active | 4317400% |  | 2018
GMP | West Rutland | Solar | Net-Metering | 5 | Active | 4318700% |  | 2018
GMP | Rockingham | Solar | Net-Metering | 5 | Active | 4320900% |  | 2018
GMP | Milton | Solar | Net-Metering | 7.6 | Active | 4321000% |  | 2018
GMP | Barnard | Solar | Net-Metering | 3 | Active | 4316800% |  | 2018
GMP | Shaftsbury | Solar | Net-Metering | 15 | Active | 4321500% |  | 2018
GMP | Charlotte | Solar | Net-Metering | 15 | Active | 4325900% |  | 2018
GMP | Newfane | Solar | Net-Metering | 10 | Active | 4330800% |  | 2018
GMP | Richmond | Solar | Net-Metering | 7.6 | Active | 4327000% |  | 2018
GMP | Colchester | Solar | Net-Metering | 3.6 | Active | 4332100% |  | 2018
GMP | Georgia | Solar | Net-Metering | 3.8 | Active | 4317200% |  | 2018
GMP | Springfield | Solar | Net-Metering | 6.96 | Active | 4322200% |  | 2018
GMP | Bethel | Solar | Net-Metering | 5 | Active | 4320800% |  | 2018
GMP | Brandon | Solar | Net-Metering | 3.8 | Active | 4318100% |  | 2018
GMP | Tunbridge | Solar | Net-Metering | 3.8 | Active | 4321700% |  | 2018
GMP | Milton | Solar | Net-Metering | 12 | Active | 4318500% |  | 2018
GMP | Underhill | Solar | Net-Metering | 7.6 | Active | 4322400% |  | 2018
GMP | Middlebury | Solar | Net-Metering | 3.84 | Active | 4320200% |  | 2018
GMP | Monkton | Solar | Net-Metering | 6 | Active | 4325900% |  | 2018
GMP | Colchester | Solar | Net-Metering | 5.8 | Active | 4319200% |  | 2018
GMP | Sudbury | Solar | Net-Metering | 5 | Active | 4322100% |  | 2018
GMP | Sudbury | Solar | Net-Metering | 11.4 | Active | 4319200% |  | 2018
GMP | St. Johnsbury | Solar | Net-Metering | 7.6 | Active | 4351600% |  | 2019
GMP | Bristol | Solar | Net-Metering | 6 | Active | 4322900% |  | 2018
GMP | Colchester | Solar | Net-Metering | 5 | Active | 4319600% |  | 2018
GMP | West Windsor | Solar | Net-Metering | 6 | Active | 4320000% |  | 2018
GMP | Springfield | Solar | Net-Metering | 7.6 | Active | 4325100% |  | 2018
GMP | Barre City | Solar | Net-Metering | 7.6 | Active | 4321500% |  | 2018
GMP | Springfield | Solar | Net-Metering | 83.79 | Active | 4124100% |  | 2012
GMP | Jericho | Solar | Net-Metering | 4.67 | Active | 4035000% |  | 2010
GMP | Wilmington | Solar | Net-Metering | 3.42 | Active | 4038000% |  | 2010
GMP | Norwich | Solar | Net-Metering | 5.24 | Active | 4054700% |  | 2011
GMP | Putney | Solar | Net-Metering | 6.5 | Active | 4009100% |  | 2009
GMP | Pomfret | Solar | Net-Metering | 22.8 | Active | 4233200% |  | 2015
GMP | Montpelier | Solar | Net-Metering | 7.2 | Active | 4341800% |  | 2018
GMP | Williston | Solar | Net-Metering | 10 | Active | 4327300% |  | 2018
GMP | Bradford | Solar | Net-Metering | 3.6 | Active | 4323400% |  | 2018
GMP | Hubbardton | Solar | Net-Metering | 5.2 | Active | 4321500% |  | 2018
GMP | Ferrisburgh | Solar | Net-Metering | 3.8 | Active | 4318000% |  | 2018
GMP | Chester | Solar | Net-Metering | 7.6 | Active | 4318500% |  | 2018
GMP | Waterford | Solar | Net-Metering | 5 | Active | 4320000% |  | 2018
GMP | Bennington | Solar | Net-Metering | 3.8 | Active | 4321500% |  | 2018
GMP | Halifax | Solar | Net-Metering | 3 | Active | 4319400% |  | 2018
GMP | Milton | Solar | Net-Metering | 5 | Active | 4323400% |  | 2018
GMP | St. Johnsbury | Solar | Net-Metering | 7.6 | Active | 4319900% |  | 2018
GMP | Hubbardton | Solar | Net-Metering | 9 | Active | 4325100% |  | 2018
GMP | Shelburne | Solar | Net-Metering | 5.2 | Active | 4324300% |  | 2018
GMP | Hartford | Solar | Net-Metering | 6 | Active | 4324900% |  | 2018
GMP | Mendon | Solar | Net-Metering | 3.8 | Active | 4318900% |  | 2018
GMP | Sharon | Solar | Net-Metering | 5 | Active | 4329800% |  | 2018
GMP | Cambridge | Solar | Net-Metering | 6.6 | Active | 4320700% |  | 2018
GMP | Fairfield | Solar | Net-Metering | 3.6 | Active | 4322300% |  | 2018
GMP | Sheldon | Solar | Net-Metering | 10 | Active | 4333600% |  | 2018
GMP | Williston | Solar | Net-Metering | 5 | Active | 4317400% |  | 2018
GMP | Charlotte | Solar | Net-Metering | 3.8 | Active | 4320900% |  | 2018
GMP | Fairfax | Solar | Net-Metering | 3.8 | Active | 4324300% |  | 2018
GMP | Milton | Solar | Net-Metering | 7.6 | Active | 4322400% |  | 2018
GMP | Essex Junction | Solar | Net-Metering | 5.98 | Active | 4321600% |  | 2018
GMP | Brandon | Solar | Net-Metering | 15 | Active | 4318100% |  | 2018
GMP | Monkton | Solar | Net-Metering | 7.6 | Active | 4317500% |  | 2018
GMP | Cambridge | Solar | Net-Metering | 5 | Active | 4331800% |  | 2018
GMP | Ferrisburgh | Solar | Net-Metering | 11.4 | Active | 4320900% |  | 2018
GMP | Essex Junction | Solar | Net-Metering | 10 | Active | 4325100% |  | 2018
GMP | Shoreham | Solar | Net-Metering | 15 | Active | 4322200% |  | 2018
GMP | Shoreham | Solar | Net-Metering | 15 | Active | 4321400% |  | 2018
GMP | West Windsor | Solar | Net-Metering | 5 | Active | 4321700% |  | 2018
GMP | Essex Junction | Solar | Net-Metering | 6.6 | Active | 4323100% |  | 2018
GMP | Milton | Solar | Net-Metering | 5 | Active | 4323400% |  | 2018
GMP | South Burlington | Solar | Net-Metering | 5 | Active | 4325200% |  | 2018
GMP | St. Albans City | Solar | Net-Metering | 3.8 | Active | 4319500% |  | 2018
GMP | West Windsor | Solar | Net-Metering | 68.4 | Active | 4336000% |  | 2018
GMP | Middlebury | Solar | Net-Metering | 149.9 | Active | 4329300% |  | 2018
GMP | Jericho | Solar | Net-Metering | 7.7 | Active | 4329400% |  | 2018
GMP | Danby | Solar | Net-Metering | 10 | Active | 4322900% |  | 2018
GMP | Colchester | Solar | Net-Metering | 7.6 | Active | 4325800% |  | 2018
GMP | Milton | Solar | Net-Metering | 7.6 | Active | 4327800% |  | 2018
GMP | Fairfax | Solar | Net-Metering | 10 | Active | 4335000% |  | 2018
GMP | Rockingham | Solar | Net-Metering | 5.2 | Active | 4326600% |  | 2018
GMP | Rutland City | Solar | Net-Metering | 6 | Active | 4323700% |  | 2018
GMP | Milton | Solar | Net-Metering | 7.6 | Active | 4328400% |  | 2018
GMP | Swanton | Solar | Net-Metering | 6.38 | Active | 4322400% |  | 2018
GMP | Essex | Solar | Net-Metering | 3.8 | Active | 4331200% |  | 2018
GMP | Richmond | Solar | Net-Metering | 11.4 | Active | 4326600% |  | 2018
GMP | Springfield | Solar | Net-Metering | 6 | Active | 4324900% |  | 2018
GMP | Ryegate | Solar | Net-Metering | 3.8 | Active | 4318600% |  | 2018
GMP | Rutland City | Solar | Net-Metering | 500 | Active | 4369900% |  | 2019
GMP | Hartford | Solar | Net-Metering | 11.4 | Active | 4323800% |  | 2018
GMP | Woodstock | Solar | Net-Metering | 3.8 | Active | 4330100% |  | 2018
GMP | Fairfax | Solar | Net-Metering | 3.8 | Active | 4323400% |  | 2018
GMP | Middlebury | Solar | Net-Metering | 6.6 | Active | 4323400% |  | 2018
GMP | Vergennes | Solar | Net-Metering | 3.6 | Active | 4326500% |  | 2018
GMP | Rutland City | Solar | Net-Metering | 10 | Active | 4326600% |  | 2018
GMP | Milton | Solar | Net-Metering | 3.6 | Active | 4329900% |  | 2018
GMP | Brandon | Solar | Net-Metering | 7.6 | Active | 4322800% |  | 2018
GMP | Essex | Solar | Net-Metering | 3.6 | Active | 4321700% |  | 2018
GMP | Brattleboro | Solar | Net-Metering | 7 | Active | 4322300% |  | 2018
GMP | Vergennes | Solar | Net-Metering | 5.2 | Active | 4322300% |  | 2018
GMP | Middlebury | Solar | Net-Metering | 3.6 | Active | 4322400% |  | 2018
GMP | Goshen | Solar | Net-Metering | 15 | Active | 4325600% |  | 2018
GMP | Milton | Solar | Net-Metering | 5 | Active | 4324900% |  | 2018
GMP | Putney | Solar | Net-Metering | 7.6 | Active | 4321000% |  | 2018
GMP | Milton | Solar | Net-Metering | 6.8 | Active | 4329100% |  | 2018
GMP | Colchester | Solar | Net-Metering | 3.8 | Active | 4322900% |  | 2018
GMP | Vergennes | Solar | Net-Metering | 10.4 | Active | 4320900% |  | 2018
GMP | Barre Town | Solar | Net-Metering | 66.6 | Active | 4346100% |  | 2018
GMP | Pittsfield | Solar | Net-Metering | 50 | Active | 4327700% |  | 2018
GMP | Norwich | Solar | Net-Metering | 500 | Active | 4379100% |  | 2019
GMP | St. Albans City | Solar | Net-Metering | 3.8 | Active | 4319900% |  | 2018
GMP | Pawlet | Solar | Net-Metering | 500 | Active | 4371900% |  | 2019
GMP | Bennington | Solar | Net-Metering | 500 | Active | 4379600% |  | 2019
GMP | Rutland Town | Solar | Net-Metering | 99.9 | Active | 4339800% |  | 2018
GMP | Springfield | Solar | Net-Metering | 500 | Active | 4400000% |  | 2020
GMP | St. Albans City | Solar | Net-Metering | 37.5 | Active | 4336300% |  | 2018
GMP | Shelburne | Solar | Net-Metering | 11.4 | Active | 4319400% |  | 2018
GMP | Shelburne | Solar | Net-Metering | 3.8 | Active | 4319300% |  | 2018
GMP | Underhill | Solar | Net-Metering | 16.6 | Active | 4337600% |  | 2018
GMP | Essex | Solar | PPA | 4496 | Active | 4369900% |  | 2019
GMP | Essex | Battery >= 20 KW | PPA | 2100 | Active | 4369900% |  | 2019
GMP | Woodstock | Solar | Net-Metering | 13 | Active | 4323100% |  | 2018
GMP | Thetford | Solar | Net-Metering | 6 | Active | 4322100% |  | 2018
GMP | Norwich | Solar | Net-Metering | 5 | Active | 4327700% |  | 2018
GMP | West Windsor | Solar | Net-Metering | 3.8 | Active | 4323400% |  | 2018
GMP | Windsor | Solar | Net-Metering | 6 | Active | 4320900% |  | 2018
GMP | Springfield | Solar | Net-Metering | 6.96 | Active | 4322900% |  | 2018
GMP | Hinesburg | Solar | Net-Metering | 6.6 | Active | 4322200% |  | 2018
GMP | Putney | Solar | Net-Metering | 7.6 | Active | 4329900% |  | 2018
GMP | Barre City | Solar | Net-Metering | 5 | Active | 4330600% |  | 2018
GMP | Fair Haven | Solar | Net-Metering | 6 | Active | 4322700% |  | 2018
GMP | Winooski | Solar | Net-Metering | 5 | Active | 4325900% |  | 2018
GMP | Ripton | Solar | Net-Metering | 5.2 | Active | 4322700% |  | 2018
GMP | Arlington | Solar | Net-Metering | 43.5 | Active | 4330000% |  | 2018
GMP | Colchester | Solar | Net-Metering | 7.6 | Active | 4322300% |  | 2018
GMP | Shaftsbury | Solar | Net-Metering | 8.2 | Active | 4329900% |  | 2018
GMP | Williston | Solar | Net-Metering | 15 | Active | 4323800% |  | 2018
GMP | Woodstock | Solar | Net-Metering | 6 | Active | 4328300% |  | 2018
GMP | Milton | Solar | Net-Metering | 3 | Active | 4327800% |  | 2018
GMP | Milton | Solar | Net-Metering | 4 | Active | 4323400% |  | 2018
GMP | Norwich | Solar | Net-Metering | 10 | Active | 4327600% |  | 2018
GMP | Hartland | Solar | Net-Metering | 10 | Active | 4329400% |  | 2018
GMP | Rutland City | Solar | Net-Metering | 3.8 | Active | 4322200% |  | 2018
GMP | Middlebury | Solar | Net-Metering | 11.4 | Active | 4327600% |  | 2018
GMP | Ludlow | Solar | Net-Metering | 10 | Active | 4334300% |  | 2018
GMP | New Haven | Solar | Net-Metering | 15 | Active | 4350400% |  | 2019
GMP | Pownal | Solar | Net-Metering | 10 | Active | 4329800% |  | 2018
GMP | Starksboro | Solar | Net-Metering | 3.6 | Active | 4322800% |  | 2018
GMP | Colchester | Solar | Net-Metering | 9 | Active | 4325100% |  | 2018
GMP | Fairfax | Solar | Net-Metering | 6.6 | Active | 4324500% |  | 2018
GMP | Barre City | Solar | Net-Metering | 3.8 | Active | 4323800% |  | 2018
GMP | Danby | Solar | Net-Metering | 3.8 | Active | 4321600% |  | 2018
GMP | Shoreham | Solar | Net-Metering | 15 | Active | 4330000% |  | 2018
GMP | Arlington | Solar | Net-Metering | 7.68 | Active | 4327200% |  | 2018
GMP | Poultney | Solar | Net-Metering | 300 | Active | 4382600% |  | 2019
GMP | Colchester | Solar | Net-Metering | 7.6 | Active | 4334700% |  | 2018
GMP | Brandon | Solar | Net-Metering | 10 | Active | 4321400% |  | 2018
GMP | Vergennes | Solar | Net-Metering | 6.72 | Active | 4324500% |  | 2018
GMP | Montpelier | Solar | Net-Metering | 7.6 | Active | 4339000% |  | 2018
GMP | New Haven | Solar | Net-Metering | 3.6 | Active | 4325700% |  | 2018
GMP | Brandon | Solar | Net-Metering | 15 | Active | 4325600% |  | 2018
GMP | Shoreham | Solar | Net-Metering | 10 | Active | 4322200% |  | 2018
GMP | Ferrisburgh | Solar | Net-Metering | 6 | Active | 4323500% |  | 2018
GMP | South Burlington | Solar | Net-Metering | 3.3 | Active | 4324300% |  | 2018
GMP | South Burlington | Solar | Net-Metering | 11.2 | Active | 4324300% |  | 2018
GMP | Essex Junction | Solar | Net-Metering | 6 | Active | 4324500% |  | 2018
GMP | St. Albans City | Solar | Net-Metering | 10 | Active | 4325100% |  | 2018
GMP | Brattleboro | Solar | Net-Metering | 5.9 | Active | 4326400% |  | 2018
GMP | Jamaica | Solar | Net-Metering | 5.2 | Active | 4334900% |  | 2018
GMP | Bennington | Solar | Net-Metering | 3 | Active | 4323100% |  | 2018
GMP | Jericho | Solar | Net-Metering | 3.8 | Active | 4333600% |  | 2018
GMP | Jericho | Solar | Net-Metering | 3 | Active | 4333600% |  | 2018
GMP | Springfield | Solar | Net-Metering | 6 | Active | 4322200% |  | 2018
GMP | Colchester | Solar | Net-Metering | 3.8 | Active | 4328000% |  | 2018
GMP | Essex Junction | Solar | Net-Metering | 3.8 | Active | 4323400% |  | 2018
GMP | St. Johnsbury | Solar | Net-Metering | 3.8 | Active | 4335500% |  | 2018
GMP | Cabot | Solar | Net-Metering | 6 | Active | 4331500% |  | 2018
GMP | Underhill | Solar | Net-Metering | 4 | Active | 4330800% |  | 2018
GMP | Springfield | Solar | Net-Metering | 6 | Active | 4323600% |  | 2018
GMP | Woodstock | Solar | Net-Metering | 15 | Active | 4328400% |  | 2018
GMP | Montpelier | Solar | Net-Metering | 5 | Active | 4330600% |  | 2018
GMP | Middlebury | Solar | Net-Metering | 5 | Active | 4336100% |  | 2018
GMP | Warren | Solar | Net-Metering | 5 | Active | 4325200% |  | 2018
GMP | Colchester | Solar | Net-Metering | 6.6 | Active | 4324300% |  | 2018
GMP | Orwell | Solar | Net-Metering | 5 | Active | 4326500% |  | 2018
GMP | Berlin | Solar | Net-Metering | 10 | Active | 4331200% |  | 2018
GMP | Waterbury | Solar | Net-Metering | 5 | Active | 4327900% |  | 2018
GMP | Hartford | Solar | Net-Metering | 3.8 | Active | 4322800% |  | 2018
GMP | Waterford | Solar | Net-Metering | 7.6 | Active | 4321700% |  | 2018
GMP | Whiting | Solar | Net-Metering | 6 | Active | 4325200% |  | 2018
GMP | Shaftsbury | Solar | Net-Metering | 7.6 | Active | 4329900% |  | 2018
GMP | Bennington | Solar | Net-Metering | 10 | Active | 4327200% |  | 2018
GMP | Williston | Solar | Net-Metering | 3.8 | Active | 4323000% |  | 2018
GMP | Peru | Solar | Net-Metering | 4.2 | Active | 4326500% |  | 2018
GMP | Milton | Solar | Net-Metering | 6 | Active | 4324400% |  | 2018
GMP | Milton | Solar | Net-Metering | 7.6 | Active | 4330800% |  | 2018
GMP | Tinmouth | Solar | Net-Metering | 6 | Active | 4327700% |  | 2018
GMP | Vergennes | Solar | Net-Metering | 7.6 | Active | 4327900% |  | 2018
GMP | Windsor | Solar | Net-Metering | 10 | Active | 4325800% |  | 2018
GMP | South Burlington | Solar | Net-Metering | 5 | Active | 4331200% |  | 2018
GMP | Cambridge | Solar | Net-Metering | 73.3 | Active | 4359200% |  | 2019
GMP | St. Johnsbury | Solar | Net-Metering | 5 | Active | 4325200% |  | 2018
GMP | St. Albans City | Solar | Net-Metering | 11.4 | Active | 4323000% |  | 2018
GMP | Chester | Solar | Net-Metering | 5 | Active | 4341200% |  | 2018
GMP | Townshend | Solar | Net-Metering | 11.85 | Active | 4325100% |  | 2018
GMP | Colchester | Solar | Net-Metering | 150 | Active | 4344700% |  | 2018
GMP | Montpelier | Solar | Net-Metering | 7.6 | Active | 4321400% |  | 2018
GMP | Barre City | Solar | Net-Metering | 9 | Active | 4325200% |  | 2018
GMP | Sharon | Solar | Net-Metering | 15 | Active | 4330000% |  | 2018
GMP | Newbury | Solar | Net-Metering | 3.8 | Active | 4325900% |  | 2018
GMP | Colchester | Solar | Net-Metering | 6 | Active | 4332800% |  | 2018
GMP | Hinesburg | Solar | Net-Metering | 4 | Active | 4327200% |  | 2018
GMP | Vergennes | Solar | Net-Metering | 7.6 | Active | 4330100% |  | 2018
GMP | Weathersfield | Solar | Net-Metering | 7.6 | Active | 4323600% |  | 2018
GMP | Waitsfield | Solar | Net-Metering | 7.6 | Active | 4348800% |  | 2019
GMP | Vergennes | Solar | Net-Metering | 65 | Active | 4348700% |  | 2019
GMP | Waterbury | Solar | Net-Metering | 5.2 | Active | 4324200% |  | 2018
GMP | Jericho | Solar | Net-Metering | 4.2 | Active | 4335000% |  | 2018
GMP | Essex Junction | Solar | Net-Metering | 4.6 | Active | 4328300% |  | 2018
GMP | Thetford | Solar | Net-Metering | 6 | Active | 4329400% |  | 2018
GMP | Barre City | Solar | Net-Metering | 5 | Active | 4325900% |  | 2018
GMP | Milton | Solar | Net-Metering | 3 | Active | 4325200% |  | 2018
GMP | Plymouth | Solar | Net-Metering | 6 | Active | 4335600% |  | 2018
GMP | Essex Junction | Solar | Net-Metering | 7.6 | Active | 4334800% |  | 2018
GMP | Manchester | Solar | Net-Metering | 7.6 | Active | 4325700% |  | 2018
GMP | Hartford | Solar | Net-Metering | 6 | Active | 4325100% |  | 2018
GMP | Middlebury | Solar | Net-Metering | 54.75 | Active | 4332000% |  | 2018
GMP | Fairfax | Solar | Net-Metering | 15.2 | Active | 4331400% |  | 2018
GMP | Pownal | Solar | Net-Metering | 5 | Active | 4325900% |  | 2018
GMP | Middlebury | Solar | Net-Metering | 10 | Active | 4328000% |  | 2018
GMP | South Burlington | Solar | Net-Metering | 7.6 | Active | 4328300% |  | 2018
GMP | Danby | Solar | Net-Metering | 3.84 | Active | 4329900% |  | 2018
GMP | Rupert | Solar | Net-Metering | 8.64 | Active | 4327200% |  | 2018
GMP | Chelsea | Solar | Net-Metering | 6 | Active | 4328400% |  | 2018
GMP | Bridport | Solar | Net-Metering | 10 | Active | 4324200% |  | 2018
GMP | Hartford | Solar | Net-Metering | 6 | Active | 4326600% |  | 2018
GMP | St. Albans City | Solar | Net-Metering | 11.4 | Active | 4323800% |  | 2018
GMP | Warren | Solar | Net-Metering | 5.22 | Active | 4325800% |  | 2018
GMP | Dorset | Solar | Net-Metering | 10 | Active | 4332800% |  | 2018
GMP | Hinesburg | Solar | Net-Metering | 3.8 | Active | 4327200% |  | 2018
GMP | Richmond | Solar | Net-Metering | 7.6 | Active | 4335000% |  | 2018
GMP | Danby | Solar | Net-Metering | 7.6 | Active | 4329200% |  | 2018
GMP | Fair Haven | Solar | Net-Metering | 6 | Active | 4332700% |  | 2018
GMP | PEacham | Solar | Net-Metering | 6 | Active | 4328600% |  | 2018
GMP | Pawlet | Solar | Net-Metering | 500 | Active | 4414800% |  | 2020
GMP | Poultney | Solar | Net-Metering | 500 | Active | 4407100% |  | 2020
GMP | Charlotte | Solar | Net-Metering | 11.4 | Active | 4377500% |  | 2019
GMP | Westford | Solar | Net-Metering | 7.6 | Active | 4335400% |  | 2018
GMP | Strafford | Solar | Net-Metering | 6 | Active | 4328700% |  | 2018
GMP | Ferrisburgh | Solar | Net-Metering | 5 | Active | 4361500% |  | 2019
GMP | Braintree | Solar | Net-Metering | 3.3 | Active | 4328300% |  | 2018
GMP | Sudbury | Solar | Net-Metering | 5 | Active | 4334300% |  | 2018
GMP | Randolph | Solar | Net-Metering | 5 | Active | 4331300% |  | 2018
GMP | Rutland Town | Solar | Net-Metering | 3.6 | Active | 4328000% |  | 2018
GMP | Weston | Solar | Net-Metering | 7.6 | Active | 4327700% |  | 2018
GMP | Poultney | Solar | Net-Metering | 500 | Active | 4383900% |  | 2020
GMP | Rockingham | Solar | Net-Metering | 7.6 | Active | 4325200% |  | 2018
GMP | Stamford | Solar | Net-Metering | 5 | Active | 4329700% |  | 2018
GMP | Hinesburg | Solar | Net-Metering | 11.31 | Active | 4329000% |  | 2018
GMP | West Rutland | Solar | Net-Metering | 6 | Active | 4332100% |  | 2018
GMP | St. Albans City | Solar | Net-Metering | 10 | Active | 4329400% |  | 2018
GMP | Royalton | Solar | Net-Metering | 5.2 | Active | 4328300% |  | 2018
GMP | Hartford | Solar | Net-Metering | 50 | Active | 4353000% |  | 2019
GMP | Thetford | Solar | Net-Metering | 500 | Active | 4382200% |  | 2019
GMP | Williamstown | Solar | Net-Metering | 4.2 | Active | 4325100% |  | 2018
GMP | Randolph | Solar | Net-Metering | 200 | Active | 4376700% |  | 2019
GMP | Barre City | Solar | Net-Metering | 500 | Active | 4417600% |  | 2020
GMP | Barre City | Solar | Net-Metering | 500 | Active | 4416500% |  | 2020
GMP | Clarendon | Solar | Net-Metering | 500 | Active | 4381900% |  | 2019
GMP | Sudbury | Solar | Net-Metering | 500 | Active | 4388100% |  | 2020
GMP | Essex Junction | Solar | Net-Metering | 6 | Active | 4335000% |  | 2018
GMP | Milton | Solar | Net-Metering | 5.2 | Active | 4324400% |  | 2018
GMP | Hartland | Solar | Net-Metering | 4 | Active | 4322900% |  | 2018
GMP | Putney | Solar | Net-Metering | 9.19 | Active | 4326600% |  | 2018
GMP | Brattleboro | Solar | Net-Metering | 5 | Active | 4325600% |  | 2018
GMP | Essex | Solar | Net-Metering | 6 | Active | 4326600% |  | 2018
GMP | Colchester | Solar | Net-Metering | 150 | Active | 4344700% |  | 2018
GMP | Milton | Solar | Net-Metering | 10 | Active | 4328400% |  | 2018
GMP | Arlington | Solar | Net-Metering | 5 | Active | 4336100% |  | 2018
GMP | Colchester | Solar | Net-Metering | 5 | Active | 4325100% |  | 2018
GMP | Sharon | Solar | Net-Metering | 11.4 | Active | 4325200% |  | 2018
GMP | Waterbury | Solar | Net-Metering | 7.6 | Active | 4326500% |  | 2018
GMP | Stockbridge | Solar | Net-Metering | 7.6 | Active | 4334700% |  | 2018
GMP | Rutland City | Solar | Net-Metering | 500 | Active | 4378400% |  | 2019
GMP | Waitsfield | Solar | Net-Metering | 3.8 | Active | 4333600% |  | 2018
GMP | Barnard | Solar | Net-Metering | 3.8 | Active | 4325200% |  | 2018
GMP | Moretown | Solar | Net-Metering | 13.6 | Active | 4327300% |  | 2018
GMP | Hartland | Solar | Net-Metering | 3 | Active | 4337100% |  | 2018
GMP | Poultney | Solar | Net-Metering | 12 | Active | 4325200% |  | 2018
GMP | Woodstock | Solar | Net-Metering | 7.6 | Active | 4332100% |  | 2018
GMP | Bristol | Solar | Net-Metering | 10 | Active | 4330000% |  | 2018
GMP | Milton | Solar | Net-Metering | 7.6 | Active | 4330500% |  | 2018
GMP | Pomfret | Solar | Net-Metering | 7.6 | Active | 4326600% |  | 2018
GMP | Warren | Solar | Net-Metering | 3.8 | Active | 4330700% |  | 2018
GMP | Peacham | Solar | Net-Metering | 7.6 | Active | 4326400% |  | 2018
GMP | Montpelier | Solar | Net-Metering | 7.6 | Active | 4330500% |  | 2018
GMP | Richmond | Solar | Net-Metering | 128 | Active | 4409800% |  | 2020
GMP | Manchester | Solar | Net-Metering | 7.68 | Active | 4329400% |  | 2018
GMP | Manchester | Solar | Net-Metering | 8.64 | Active | 4331300% |  | 2018
GMP | Monkton | Solar | Net-Metering | 4.2 | Active | 4336900% |  | 2018
GMP | Middlebury | Solar | Net-Metering | 3.5 | Active | 4331500% |  | 2018
GMP | Wallingford | Solar | Net-Metering | 7.6 | Active | 4335400% |  | 2018
GMP | Jericho | Solar | Net-Metering | 5.8 | Active | 4328700% |  | 2018
GMP | St. Albans City | Solar | Net-Metering | 6.09 | Active | 4326600% |  | 2018
GMP | Danville | Solar | Net-Metering | 10 | Active | 4331800% |  | 2018
GMP | Essex | Solar | Net-Metering | 7.6 | Active | 4326600% |  | 2018
GMP | Thetford | Solar | Net-Metering | 7.6 | Active | 4325200% |  | 2018
GMP | Waterbury | Solar | Net-Metering | 5.2 | Active | 4329400% |  | 2018
GMP | Castleton | Solar | Net-Metering | 9 | Active | 4336800% |  | 2018
GMP | Pomfret | Solar | Net-Metering | 16 | Active | 4333400% |  | 2018
GMP | Randolph | Solar | Net-Metering | 5 | Active | 4327700% |  | 2018
GMP | Royalton | Solar | Net-Metering | 5.9 | Active | 4330100% |  | 2018
GMP | Benson | Solar | Net-Metering | 3 | Active | 4324500% |  | 2018
GMP | Arlington | Solar | Net-Metering | 15 | Active | 4332200% |  | 2018
GMP | Halifax | Solar | Net-Metering | 15.3 | Active | 4345100% |  | 2018
GMP | Vernon | Solar | Net-Metering | 6 | Active | 4328400% |  | 2018
GMP | Colchester | Solar | Net-Metering | 5 | Active | 4332700% |  | 2018
GMP | Salisbury | Solar | Net-Metering | 6 | Active | 4336200% |  | 2018
GMP | Bradford | Solar | Net-Metering | 5 | Active | 4327700% |  | 2018
GMP | Essex Junction | Solar | Net-Metering | 15 | Active | 4334000% |  | 2018
GMP | Wells | Solar | Net-Metering | 10 | Active | 4330600% |  | 2018
GMP | Worcester | Solar | Net-Metering | 3.8 | Active | 4332200% |  | 2018
GMP | Poultney | Solar | Net-Metering | 4.6 | Active | 4330800% |  | 2018
GMP | Dover | Solar | Net-Metering | 150 | Active | 4369800% |  | 2019
GMP | St. Johnsbury | Solar | Net-Metering | 500 | Active | 4413400% |  | 2020
GMP | Colchester | Solar | Net-Metering | 5.2 | Active | 4329100% |  | 2018
GMP | Vernon | Solar | Net-Metering | 500 | Active | 4406100% |  | 2020
GMP | St. Albans City | Solar | Net-Metering | 28.8 | Active | 4332400% |  | 2018
GMP | Williston | Solar | Net-Metering | 140 | Active | 4343800% |  | 2018
GMP | Brandon | Solar | Net-Metering | 5 | Active | 4328600% |  | 2018
GMP | Fairlee | Solar | Net-Metering | 10 | Active | 4325200% |  | 2018
GMP | Brattleboro | Solar | Net-Metering | 5 | Active | 4331200% |  | 2018
GMP | Middlebury | Solar | Net-Metering | 3.3 | Active | 4327300% |  | 2018
GMP | Bradford | Solar | Net-Metering | 3.3 | Active | 4349300% |  | 2019
GMP | Starksboro | Solar | Net-Metering | 5.2 | Active | 4325800% |  | 2018
GMP | Pownal | Solar | Net-Metering | 10 | Active | 4330500% |  | 2018
GMP | Montpelier | Solar | Net-Metering | 7.6 | Active | 4329400% |  | 2018
GMP | Brandon | Solar | Net-Metering | 6 | Active | 4334700% |  | 2018
GMP | Berlin | Solar | Net-Metering | 5 | Active | 4325200% |  | 2018
GMP | Pownal | Solar | Net-Metering | 150 | Active | 4378300% |  | 2019
GMP | Shelburne | Solar | Net-Metering | 2.88 | Active | 4325500% |  | 2018
GMP | Killington | Solar | Net-Metering | 5 | Active | 4325800% |  | 2018
GMP | Vernon | Solar | Net-Metering | 7.6 | Active | 4336100% |  | 2018
GMP | Townshend | Solar | Net-Metering | 1.14 | Active | 3932600% |  | 2007
GMP | Jericho | Solar | Net-Metering | 5 | Active | 4335000% |  | 2018
GMP | Richmond | Solar | Net-Metering | 50 | Active | 4337800% |  | 2018
GMP | Pomfret | Solar | Net-Metering | 22.8 | Active | 4342300% |  | 2018
GMP | Pownal | Solar | Net-Metering | 149.9 | Active | 4345400% |  | 2018
GMP | Randolph | Solar | Net-Metering | 43.2 | Active | 4339600% |  | 2018
GMP | Sharon | Solar | Net-Metering | 5 | Active | 4352300% |  | 2019
GMP | Mendon | Solar | Net-Metering | 11.4 | Active | 4327800% |  | 2018
GMP | Ferrisburgh | Solar | Net-Metering | 14.2 | Active | 4347400% |  | 2019
GMP | Putney | Solar | Net-Metering | 7.6 | Active | 4337400% |  | 2018
GMP | Hartford | Solar | Net-Metering | 7.6 | Active | 4326300% |  | 2018
GMP | Essex Junction | Solar | Net-Metering | 6 | Active | 4329400% |  | 2018
GMP | Fair Haven | Solar | Net-Metering | 7.6 | Active | 4327800% |  | 2018
GMP | Monkton | Solar | Net-Metering | 11.4 | Active | 4336400% |  | 2018
GMP | Middlebury | Solar | Net-Metering | 4.2 | Active | 4324200% |  | 2018
GMP | Winooski | Solar | Net-Metering | 12.8 | Active | 4334700% |  | 2018
GMP | Charlotte | Solar | Net-Metering | 7.6 | Active | 4330800% |  | 2018
GMP | Waterbury | Solar | Net-Metering | 4.6 | Active | 4338500% |  | 2018
GMP | Shaftsbury | Solar | Net-Metering | 9 | Active | 4336100% |  | 2018
GMP | Randolph | Solar | Net-Metering | 11.4 | Active | 4325900% |  | 2018
GMP | Putney | Solar | Net-Metering | 5 | Active | 4327100% |  | 2018
GMP | Hartford | Solar | Net-Metering | 10 | Active | 4346800% |  | 2019
GMP | Bennington | Solar | Net-Metering | 15 | Active | 4360900% |  | 2019
GMP | Bennington | Solar | Net-Metering | 15 | Active | 4342000% |  | 2018
GMP | Fairlee | Solar | Net-Metering | 5.2 | Active | 4337100% |  | 2018
GMP | Duxbury | Solar | Net-Metering | 10 | Active | 4330000% |  | 2018
GMP | Arlington | Solar | Net-Metering | 5.12 | Active | 4330600% |  | 2018
GMP | Norwich | Solar | Net-Metering | 12 | Active | 4329000% |  | 2018
GMP | Putney | Solar | Net-Metering | 6 | Active | 4332900% |  | 2018
GMP | Randolph | Solar | Net-Metering | 10 | Active | 4329100% |  | 2018
GMP | Essex | Solar | Net-Metering | 6 | Active | 4331400% |  | 2018
GMP | Rockingham | Solar | Net-Metering | 5.2 | Active | 4326600% |  | 2018
GMP | Ferrisburgh | Solar | Net-Metering | 6 | Active | 4333900% |  | 2018
GMP | Pittsford | Solar | Net-Metering | 6 | Active | 4331200% |  | 2018
GMP | Poultney | Solar | Net-Metering | 6 | Active | 4330800% |  | 2018
GMP | Middlebury | Solar | Net-Metering | 10 | Active | 4338900% |  | 2018
GMP | Middlebury | Solar | Net-Metering | 3 | Active | 4330000% |  | 2018
GMP | Hartford | Solar | Net-Metering | 7.6 | Active | 4331800% |  | 2018
GMP | West Rutland | Solar | Net-Metering | 7.6 | Active | 4349700% |  | 2019
GMP | Bennington | Solar | Net-Metering | 10 | Active | 4330100% |  | 2018
GMP | Bethel | Solar | Net-Metering | 5.2 | Active | 4329400% |  | 2018
GMP | Fairfax | Solar | Net-Metering | 6 | Active | 4334300% |  | 2018
GMP | West Rutland | Solar | Net-Metering | 8 | Active | 4331500% |  | 2018
GMP | Williston | Solar | Net-Metering | 7.6 | Active | 4329900% |  | 2018
GMP | Sharon | Solar | Net-Metering | 5 | Active | 4329400% |  | 2018
GMP | Ripton | Solar | Net-Metering | 4 | Active | 4331100% |  | 2018
GMP | Essex | Solar | Net-Metering | 5 | Active | 4326300% |  | 2018
GMP | Randolph | Solar | Net-Metering | 7.6 | Active | 4326400% |  | 2018
GMP | Brandon | Solar | Net-Metering | 11.4 | Active | 4327000% |  | 2018
GMP | Bridgewater | Solar | Net-Metering | 5 | Active | 4326400% |  | 2018
GMP | Barnet | Solar | Net-Metering | 3.8 | Active | 4326600% |  | 2018
GMP | Springfield | Solar | Net-Metering | 6 | Active | 4327100% |  | 2018
GMP | Middlebury | Solar | Net-Metering | 7.6 | Active | 4336400% |  | 2018
GMP | St. Johnsbury | Solar | Net-Metering | 6 | Active | 4331400% |  | 2018
GMP | Monkton | Solar | Net-Metering | 15 | Active | 4362300% |  | 2019
GMP | Charlotte | Solar | Net-Metering | 7.6 | Active | 4329900% |  | 2018
GMP | Montpelier | Solar | Net-Metering | 7.6 | Active | 4329800% |  | 2018
GMP | South Burlington | Solar | Net-Metering | 10.74 | Active | 4327200% |  | 2018
GMP | Randolph | Solar | Net-Metering | 11.4 | Active | 4334100% |  | 2018
GMP | Middlebury | Solar | Net-Metering | 6.5 | Active | 4329200% |  | 2018
GMP | South Burlington | Solar | Net-Metering | 10 | Active | 4334100% |  | 2018
GMP | Hartford | Solar | Net-Metering | 10.4 | Active | 4329400% |  | 2018
GMP | Colchester | Solar | Net-Metering | 5.2 | Active | 4335000% |  | 2018
GMP | Middlebury | Solar | Net-Metering | 12.8 | Active | 4335600% |  | 2018
GMP | Morristown | Solar | Net-Metering | 5.22 | Active | 4327300% |  | 2018
GMP | Poultney | Solar | Net-Metering | 9 | Active | 4335400% |  | 2018
GMP | Thetford | Solar | Net-Metering | 5 | Active | 4330000% |  | 2018
GMP | Hartford | Solar | Net-Metering | 3.8 | Active | 4329800% |  | 2018
GMP | St. Albans City | Solar | Net-Metering | 4.2 | Active | 4327200% |  | 2018
GMP | Essex | Solar | Net-Metering | 5 | Active | 4334800% |  | 2018
GMP | Wilmington | Solar | Net-Metering | 7 | Active | 4327200% |  | 2018
GMP | Essex Junction | Solar | Net-Metering | 6.38 | Active | 4329400% |  | 2018
GMP | Groton | Solar | Net-Metering | 3.3 | Active | 4343700% |  | 2018
GMP | Middlebury | Solar | Net-Metering | 3.8 | Active | 4335400% |  | 2018
GMP | South Burlington | Solar | Net-Metering | 6.6 | Active | 4328700% |  | 2018
GMP | Waitsfield | Solar | Net-Metering | 2.6 | Active | 4328400% |  | 2018
GMP | South Burlington | Solar | Net-Metering | 3 | Active | 4331900% |  | 2018
GMP | Newfane | Solar | Net-Metering | 5.8 | Active | 4332800% |  | 2018
GMP | Barre City | Solar | Net-Metering | 4 | Active | 4330600% |  | 2018
GMP | Monkton | Solar | Net-Metering | 15 | Active | 4329400% |  | 2018
GMP | Milton | Solar | Net-Metering | 9.6 | Active | 4334700% |  | 2018
GMP | Dover | Solar | Net-Metering | 6 | Active | 4333500% |  | 2018
GMP | Charlotte | Solar | Net-Metering | 3.8 | Active | 4327200% |  | 2018
GMP | South Burlington | Solar | Net-Metering | 93.3 | Active | 4346500% |  | 2018
GMP | Charlotte | Solar | Net-Metering | 2.1 | Active | 3968200% |  | 2008
GMP | Middlebury | Solar | Net-Metering | 500 | Active | 4372800% |  | 2019
GMP | Plainfield | Solar | Net-Metering | 5 | Active | 4327300% |  | 2018
GMP | Weybridge | Solar | Net-Metering | 6 | Active | 4327300% |  | 2018
GMP | St. Albans City | Solar | Net-Metering | 7.6 | Active | 4327300% |  | 2018
GMP | South Burlington | Solar | Net-Metering | 6 | Active | 4327300% |  | 2018
GMP | Bristol | Solar | Net-Metering | 13.6 | Active | 4331400% |  | 2018
GMP | Randolph | Solar | Net-Metering | 500 | Active | 4387900% |  | 2020
GMP | South Burlington | Solar | Net-Metering | 7.6 | Active | 4344700% |  | 2018
GMP | Warren | Solar | Net-Metering | 6.24 | Active | 4331300% |  | 2018
GMP | Charlotte | Solar | Net-Metering | 8.16 | Active | 4336300% |  | 2018
GMP | Thetford | Solar | Net-Metering | 7.6 | Active | 4336200% |  | 2018
GMP | Georgia | Solar | Net-Metering | 5 | Active | 4329900% |  | 2018
GMP | Wells | Solar | Net-Metering | 6 | Active | 4329100% |  | 2018
GMP | Ferrisburgh | Solar | Net-Metering | 7 | Active | 4343700% |  | 2018
GMP | Chester | Solar | Net-Metering | 4 | Active | 4328000% |  | 2018
GMP | Essex | Solar | Net-Metering | 7.6 | Active | 4330100% |  | 2018
GMP | Fayston | Solar | Net-Metering | 3.8 | Active | 4331500% |  | 2018
GMP | Norwich | Solar | Net-Metering | 6 | Active | 4327700% |  | 2018
GMP | Rochester | Solar | Net-Metering | 7.54 | Active | 4330500% |  | 2018
GMP | Jericho | Solar | Net-Metering | 3 | Active | 4331400% |  | 2018
GMP | Manchester | Solar | Net-Metering | 6 | Active | 4332200% |  | 2018
GMP | East Montpelier | Solar | Net-Metering | 7.6 | Active | 4337600% |  | 2018
GMP | Manchester | Solar | Net-Metering | 500 | Active | 4344500% |  | 2018
GMP | Danville | Solar | Net-Metering | 10 | Active | 4358800% |  | 2019
GMP | Manchester | Solar | Net-Metering | 5 | Active | 4334900% |  | 2018
GMP | Bridport | Solar | Net-Metering | 5 | Active | 4332200% |  | 2018
GMP | Bradford | Solar | Net-Metering | 11.4 | Active | 4330800% |  | 2018
GMP | South Burlington | Solar | Net-Metering | 5 | Active | 4337100% |  | 2018
GMP | Fairlee | Solar | Net-Metering | 5 | Active | 4329400% |  | 2018
GMP | Halifax | Solar | Net-Metering | 6.6 | Active | 4330600% |  | 2018
GMP | Shaftsbury | Solar | Net-Metering | 7.6 | Active | 4335000% |  | 2018
GMP | Monkton | Solar | Net-Metering | 6 | Active | 4332200% |  | 2018
GMP | Rutland City | Solar | Net-Metering | 100.8 | Active | 4341700% |  | 2018
GMP | Guilford | Solar | Net-Metering | 5.2 | Active | 4329100% |  | 2018
GMP | Ferrisburgh | Solar | Net-Metering | 3.8 | Active | 4332500% |  | 2018
GMP | Middlebury | Solar | Net-Metering | 5.2 | Active | 4330000% |  | 2018
GMP | St. Johnsbury | Solar | Net-Metering | 7.1 | Active | 4336100% |  | 2018
GMP | Essex Junction | Solar | Net-Metering | 5 | Active | 4335000% |  | 2018
GMP | South Burlington | Solar | Net-Metering | 7.6 | Active | 4346200% |  | 2018
GMP | Fairlee | Solar | Net-Metering | 3.35 | Active | 4329900% |  | 2018
GMP | Winooski | Solar | Net-Metering | 7.6 | Active | 4341100% |  | 2018
GMP | Jericho | Solar | Net-Metering | 6.67 | Active | 4330100% |  | 2018
GMP | Wells | Solar | Net-Metering | 5 | Active | 4332200% |  | 2018
GMP | Essex Junction | Solar | Net-Metering | 10 | Active | 4330800% |  | 2018
GMP | Danville | Solar | Net-Metering | 3.8 | Active | 4328300% |  | 2018
GMP | Plainfield | Solar | Net-Metering | 6 | Active | 4327800% |  | 2018
GMP | Shaftsbury | Solar | Net-Metering | 3.8 | Active | 4344600% |  | 2018
GMP | Charlotte | Solar | Net-Metering | 15.58 | Active | 4010200% |  | 2009
GMP | Waterbury | Solar | Net-Metering | 9 | Active | 4036900% |  | 2010
GMP | Westminster | Solar | Net-Metering | 5.18 | Active | 4089000% |  | 2011
GMP | Tunbridge | Solar | Net-Metering | 3.8 | Active | 4328400% |  | 2018
GMP | Windsor | Solar | Net-Metering | 6 | Active | 4327900% |  | 2018
GMP | Colchester | Solar | Net-Metering | 66.6 | Active | 4345100% |  | 2018
GMP | Rutland City | Solar | Net-Metering | 150 | Active | 4459900% |  | 2022
GMP | Norwich | Solar | Net-Metering | 3.22 | Active | 4185200% |  | 2014
GMP | Swanton | Solar | Net-Metering | 135 | Active | 4372700% |  | 2019
GMP | Manchester | Solar | Net-Metering | 50.17 | Active | 4364100% |  | 2019
GMP | Hartford | Solar | Net-Metering | 27.6 | Active | 4363300% |  | 2019
GMP | Hartford | Solar | Net-Metering | 72 | Active | 4367600% |  | 2019
GMP | Essex | Solar | Net-Metering | 150 | Active | 4345200% |  | 2018
GMP | Barre Town | Solar | Net-Metering | 10 | Active | 4328400% |  | 2018
GMP | Royalton | Solar | Net-Metering | 20 | Active | 4338500% |  | 2018
GMP | Huntington | Solar | Net-Metering | 3.8 | Active | 4328400% |  | 2018
GMP | St. Albans City | Solar | Net-Metering | 500 | Active | 4391400% |  | 2020
GMP | Essex | Solar | Net-Metering | 22.8 | Active | 4335600% |  | 2018
GMP | Londonderry | Solar | Net-Metering | 90 | Active | 4359300% |  | 2019
GMP | South Burlington | Solar | Net-Metering | 5 | Active | 4328700% |  | 2018
GMP | Townshend | Solar | Net-Metering | 9 | Active | 4334800% |  | 2018
GMP | Williston | Solar | Net-Metering | 150 | Active | 4346100% |  | 2018
GMP | Bennington | Solar | Net-Metering | 30 | Active | 4346500% |  | 2018
GMP | Montpelier | Solar | Net-Metering | 46 | Active | 4372700% |  | 2019
GMP | Middlebury | Solar | Net-Metering | 5.2 | Active | 4336200% |  | 2018
GMP | Bakersfield | Solar | Net-Metering | 7.6 | Active | 4328700% |  | 2018
GMP | Waterbury | Solar | Net-Metering | 6 | Active | 4328700% |  | 2018
GMP | South Burlington | Solar | Net-Metering | 7.6 | Active | 4328700% |  | 2018
GMP | Newfane | Solar | Net-Metering | 7.6 | Active | 4329000% |  | 2018
GMP | Hartford | Solar | Net-Metering | 57.6 | Active | 4362900% |  | 2019
GMP | Rutland Town | Solar | Net-Metering | 3 | Active | 4329100% |  | 2018
GMP | Sharon | Solar | Net-Metering | 15 | Active | 4329200% |  | 2018
GMP | Waterbury | Solar | Net-Metering | 7.6 | Active | 4329200% |  | 2018
GMP | Shelburne | Solar | Net-Metering | 7.6 | Active | 4329200% |  | 2018
GMP | Barnard | Solar | Net-Metering | 7.6 | Active | 4330700% |  | 2018
GMP | Shelburne | Solar | Net-Metering | 10 | Active | 4329900% |  | 2018
GMP | New Haven | Solar | Net-Metering | 4 | Active | 4334200% |  | 2018
GMP | West Haven | Solar | Net-Metering | 7.7 | Active | 4335600% |  | 2018
GMP | Panton | Solar | Net-Metering | 7.5 | Active | 4341900% |  | 2018
GMP | Pawlet | Solar | Net-Metering | 7 | Active | 4331200% |  | 2018
GMP | Vernon | Solar | Net-Metering | 16 | Active | 4332900% |  | 2018
GMP | Springfield | Solar | Net-Metering | 6 | Active | 4330800% |  | 2018
GMP | Hartford | Solar | Net-Metering | 3 | Active | 4330500% |  | 2018
GMP | Shaftsbury | Solar | Net-Metering | 5 | Active | 4331500% |  | 2018
GMP | Essex Junction | Solar | Net-Metering | 9 | Active | 4325600% |  | 2018
GMP | Fairfax | Solar | Net-Metering | 5.2 | Active | 4331300% |  | 2018
GMP | Thetford | Solar | Net-Metering | 5 | Active | 4330600% |  | 2018
GMP | Bristol | Solar | Net-Metering | 12 | Active | 4341300% |  | 2018
GMP | Colchester | Solar | Net-Metering | 6.8 | Active | 4329900% |  | 2018
GMP | Putney | Solar | Net-Metering | 7.6 | Active | 4329900% |  | 2018
GMP | South Burlington | Solar | Net-Metering | 3 | Active | 4333500% |  | 2018
GMP | Bennington | Solar | Net-Metering | 5 | Active | 4334700% |  | 2018
GMP | St. Albans City | Solar | Net-Metering | 15.2 | Active | 4345100% |  | 2018
GMP | St. Albans City | Solar | Net-Metering | 10 | Active | 4337800% |  | 2018
GMP | Hinesburg | Solar | Net-Metering | 3.48 | Active | 4341900% |  | 2018
GMP | Milton | Solar | Net-Metering | 9 | Active | 4335000% |  | 2018
GMP | Wardsboro | Solar | Net-Metering | 10.4 | Active | 4340400% |  | 2018
GMP | East Montpelier | Solar | Net-Metering | 12 | Active | 4331500% |  | 2018
GMP | Bethel | Solar | Net-Metering | 3.8 | Active | 4333300% |  | 2018
GMP | Shaftsbury | Solar | Net-Metering | 10 | Active | 4334900% |  | 2018
GMP | Castleton | Solar | Net-Metering | 11 | Active | 4349400% |  | 2019
GMP | South Burlington | Solar | Net-Metering | 3 | Active | 4335600% |  | 2018
GMP | Thetford | Solar | Net-Metering | 13.8 | Active | 4354900% |  | 2019
GMP | Bristol | Solar | Net-Metering | 11.4 | Active | 4330000% |  | 2018
GMP | Londonderry | Solar | Net-Metering | 5 | Active | 4363300% |  | 2019
GMP | Sunderland | Solar | Net-Metering | 11.4 | Active | 4332500% |  | 2018
GMP | New Haven | Solar | Net-Metering | 15 | Active | 4351700% |  | 2019
GMP | Windsor | Solar | Net-Metering | 5 | Active | 4332100% |  | 2018
GMP | Charlotte | Solar | Net-Metering | 13.6 | Active | 4343800% |  | 2018
GMP | Panton | Solar | Net-Metering | 7.6 | Active | 4334900% |  | 2018
GMP | Rutland City | Solar | Net-Metering | 3.3 | Active | 4331800% |  | 2018
GMP | South Burlington | Solar | Net-Metering | 7.6 | Active | 4334900% |  | 2018
GMP | Brandon | Solar | Net-Metering | 7.6 | Active | 4335600% |  | 2018
GMP | Waterbury | Solar | Net-Metering | 7.6 | Active | 4338500% |  | 2018
GMP | Norwich | Solar | Net-Metering | 15 | Active | 4346200% |  | 2018
GMP | Thetford | Solar | Net-Metering | 6 | Active | 4333500% |  | 2018
GMP | Fayston | Solar | Net-Metering | 3.8 | Active | 4334100% |  | 2018
GMP | Shelburne | Solar | Net-Metering | 3.3 | Active | 4333900% |  | 2018
GMP | Milton | Solar | Net-Metering | 6.96 | Active | 4330800% |  | 2018
GMP | Vernon | Solar | Net-Metering | 3.8 | Active | 4335500% |  | 2018
GMP | South Burlington | Solar | Net-Metering | 3.3 | Active | 4334800% |  | 2018
GMP | Bethel | Solar | Net-Metering | 6 | Active | 4329400% |  | 2018
GMP | Bridport | Solar | Net-Metering | 3.3 | Active | 4337100% |  | 2018
GMP | Essex Junction | Solar | Net-Metering | 10.4 | Active | 4334700% |  | 2018
GMP | Dorset | Solar | Net-Metering | 10 | Active | 4336400% |  | 2018
GMP | St. Albans City | Solar | Net-Metering | 10 | Active | 4329900% |  | 2018
GMP | Arlington | Solar | Net-Metering | 6.4 | Active | 4333300% |  | 2018
GMP | Hartland | Solar | Net-Metering | 10 | Active | 4332600% |  | 2018
GMP | Bennington | Solar | Net-Metering | 8.2 | Active | 4338100% |  | 2018
GMP | West Windsor | Solar | Net-Metering | 6 | Active | 4329800% |  | 2018
GMP | Williston | Solar | Net-Metering | 23.4 | Active | 4354300% |  | 2019
GMP | St. Albans City | Solar | Net-Metering | 6 | Active | 4330100% |  | 2018
GMP | Barre City | Solar | Net-Metering | 3.8 | Active | 4331200% |  | 2018
GMP | St. Albans City | Solar | Net-Metering | 6 | Active | 4336800% |  | 2018
GMP | Underhill | Solar | Net-Metering | 6 | Active | 4333600% |  | 2018
GMP | Montpelier | Solar | Net-Metering | 6 | Active | 4337000% |  | 2018
GMP | Montpelier | Solar | Net-Metering | 6 | Active | 4336100% |  | 2018
GMP | Colchester | Solar | Net-Metering | 6 | Active | 4344400% |  | 2018
GMP | Warren | Solar | Net-Metering | 11.4 | Active | 4330500% |  | 2018
GMP | Barnet | Solar | Net-Metering | 10 | Active | 4330700% |  | 2018
GMP | Shelburne | Solar | Net-Metering | 10 | Active | 4335600% |  | 2018
GMP | Bennington | Solar | Net-Metering | 7.6 | Active | 4336800% |  | 2018
GMP | St. Johnsbury | Solar | Net-Metering | 3 | Active | 4338300% |  | 2018
GMP | South Burlington | Solar | Net-Metering | 10 | Active | 4363500% |  | 2019
GMP | Shelburne | Solar | Net-Metering | 26.54 | Active | 4335500% |  | 2018
GMP | Windsor | Solar | Net-Metering | 10 | Active | 4339100% |  | 2018
GMP | Montpelier | Solar | Net-Metering | 6 | Active | 4337500% |  | 2018
GMP | Strafford | Solar | Net-Metering | 5 | Active | 4326700% |  | 2018
GMP | Milton | Solar | Net-Metering | 7.6 | Active | 4332700% |  | 2018
GMP | New Haven | Solar | Net-Metering | 3.5 | Active | 4336300% |  | 2018
GMP | Addison | Solar | Net-Metering | 10 | Active | 4330400% |  | 2018
GMP | South Burlington | Solar | Net-Metering | 7.6 | Active | 4345100% |  | 2018
GMP | Huntington | Solar | Net-Metering | 6 | Active | 4335000% |  | 2018
GMP | Hartland | Solar | Net-Metering | 10 | Active | 4330500% |  | 2018
GMP | West Rutland | Solar | Net-Metering | 10 | Active | 4340900% |  | 2018
GMP | Londonderry | Solar | Net-Metering | 6 | Active | 4331100% |  | 2018
GMP | Chester | Solar | Net-Metering | 10 | Active | 4332100% |  | 2018
GMP | Orwell | Solar | Net-Metering | 7.6 | Active | 4333500% |  | 2018
GMP | Cornwall | Solar | Net-Metering | 17.98 | Active | 4359900% |  | 2019
GMP | Peacham | Solar | Net-Metering | 3 | Active | 4335700% |  | 2018
GMP | Westford | Solar | Net-Metering | 7.6 | Active | 4332700% |  | 2018
GMP | New Haven | Solar | Net-Metering | 15 | Active | 4350400% |  | 2019
GMP | Baltimore | Solar | Net-Metering | 12 | Active | 4331900% |  | 2018
GMP | Charlotte | Solar | Net-Metering | 15 | Active | 4334700% |  | 2018
GMP | Essex Junction | Solar | Net-Metering | 5 | Active | 4335600% |  | 2018
GMP | Winooski | Solar | Net-Metering | 11.4 | Active | 4348300% |  | 2019
GMP | Cornwall | Solar | Net-Metering | 4 | Active | 4331500% |  | 2018
GMP | Orange | Solar | Net-Metering | 5 | Active | 4331300% |  | 2018
GMP | Montpelier | Solar | Net-Metering | 6 | Active | 4331300% |  | 2018
GMP | Killington | Solar | Net-Metering | 11.4 | Active | 4340500% |  | 2018
GMP | Killington | Solar | Net-Metering | 5 | Active | 4335000% |  | 2018
GMP | Hartford | Solar | Net-Metering | 10 | Active | 4336400% |  | 2018
GMP | Peacham | Solar | Net-Metering | 3.8 | Active | 4332700% |  | 2018
GMP | Thetford | Solar | Net-Metering | 5 | Active | 4336200% |  | 2018
GMP | Pomfret | Solar | Net-Metering | 5 | Active | 4331500% |  | 2018
GMP | Charlotte | Solar | Net-Metering | 11.4 | Active | 4336100% |  | 2018
GMP | Brandon | Solar | Net-Metering | 5 | Active | 4339900% |  | 2018
GMP | Charlotte | Solar | Net-Metering | 11.4 | Active | 4330500% |  | 2018
GMP | Fairfax | Solar | Net-Metering | 3.8 | Active | 4331300% |  | 2018
GMP | Killington | Solar | Net-Metering | 7.68 | Active | 4347500% |  | 2019
GMP | Winooski | Solar | Net-Metering | 5 | Active | 4345400% |  | 2018
GMP | Cambridge | Solar | Net-Metering | 3.3 | Active | 4337600% |  | 2018
GMP | Randolph | Solar | Net-Metering | 6 | Active | 4344500% |  | 2018
GMP | Hinesburg | Solar | Net-Metering | 15 | Active | 4335400% |  | 2018
GMP | Waterbury | Solar | Net-Metering | 7.6 | Active | 4357400% |  | 2019
GMP | Hartford | Solar | Net-Metering | 5.8 | Active | 4330100% |  | 2018
GMP | Windsor | Solar | Net-Metering | 6 | Active | 4330600% |  | 2018
GMP | South Burlington | Solar | Net-Metering | 10 | Active | 4330800% |  | 2018
GMP | Waterford | Solar | Net-Metering | 6 | Active | 4330500% |  | 2018
GMP | Richmond | Solar | Net-Metering | 7.6 | Active | 4331100% |  | 2018
GMP | Barre Town | Solar | Net-Metering | 3.8 | Active | 4331300% |  | 2018
GMP | Lincoln | Solar | Net-Metering | 7.6 | Active | 4331500% |  | 2018
GMP | South Burlington | Solar | Net-Metering | 3.8 | Active | 4331200% |  | 2018
GMP | South Burlington | Solar | Net-Metering | 3.8 | Active | 4331200% |  | 2018
GMP | South Burlington | Solar | Net-Metering | 6 | Active | 4331500% |  | 2018
GMP | Westminster | Solar | Net-Metering | 37.5 | Active | 4345100% |  | 2018
GMP | Westminster | Solar | Net-Metering | 86.4 | Active | 4337800% |  | 2018
GMP | Royalton | Solar | Net-Metering | 3.8 | Active | 4331400% |  | 2018
GMP | South Burlington | Solar | Net-Metering | 6 | Active | 4331300% |  | 2018
GMP | Addison | Solar | Net-Metering | 12.8 | Active | 4344700% |  | 2018
GMP | Brattleboro | Solar | Net-Metering | 3 | Active | 4335000% |  | 2018
GMP | Pittsford | Solar | Net-Metering | 7.6 | Active | 4331400% |  | 2018
GMP | Winooski | Solar | Net-Metering | 6 | Active | 4339000% |  | 2018
GMP | Tunbridge | Solar | Net-Metering | 6 | Active | 4353100% |  | 2019
GMP | Pittsford | Solar | Net-Metering | 13.5 | Active | 4335400% |  | 2018
GMP | Randolph | Solar | Net-Metering | 10 | Active | 4344400% |  | 2018
GMP | Montpelier | Solar | Net-Metering | 3.8 | Active | 4342000% |  | 2018
GMP | Manchester | Solar | Net-Metering | 3.3 | Active | 4338200% |  | 2018
GMP | Winhall | Solar | Net-Metering | 11.4 | Active | 4380200% |  | 2019
GMP | Mount Holly | Solar | Net-Metering | 7.6 | Active | 4337500% |  | 2018
GMP | Brattleboro | Solar | Net-Metering | 7.6 | Active | 4353200% |  | 2019
GMP | Bradford | Solar | Net-Metering | 7.6 | Active | 4339700% |  | 2018
GMP | Shelburne | Solar | Net-Metering | 3.8 | Active | 4343100% |  | 2018
GMP | Londonderry | Solar | Net-Metering | 3.8 | Active | 4338500% |  | 2018
GMP | Middlebury | Solar | Net-Metering | 3 | Active | 4331500% |  | 2018
GMP | Castleton | Solar | Net-Metering | 9 | Active | 4344600% |  | 2018
GMP | Norwich | Solar | Net-Metering | 5 | Active | 4337800% |  | 2018
GMP | Milton | Solar | Net-Metering | 10 | Active | 4336200% |  | 2018
GMP | Waterbury | Solar | Net-Metering | 7.6 | Active | 4340400% |  | 2018
GMP | Cambridge | Solar | Net-Metering | 10 | Active | 4336100% |  | 2018
GMP | Colchester | Solar | Net-Metering | 7.6 | Active | 4338100% |  | 2018
GMP | Underhill | Solar | Net-Metering | 3 | Active | 4336400% |  | 2018
GMP | Williston | Solar | Net-Metering | 5 | Active | 4331900% |  | 2018
GMP | Danby | Solar | Net-Metering | 20 | Active | 4348300% |  | 2019
GMP | Castleton | Solar | Net-Metering | 5 | Active | 4331900% |  | 2018
GMP | Waitsfield | Solar | Net-Metering | 11.4 | Active | 4340400% |  | 2018
GMP | Milton | Solar | Net-Metering | 5 | Active | 4334100% |  | 2018
GMP | Sharon | Solar | Net-Metering | 5.2 | Active | 4331900% |  | 2018
GMP | Corinth | Solar | Net-Metering | 5 | Active | 4331900% |  | 2018
GMP | Shelburne | Solar | Net-Metering | 13.12 | Active | 4337100% |  | 2018
GMP | Fairfax | Solar | Net-Metering | 3.8 | Active | 4333600% |  | 2018
GMP | Putney | Solar | Net-Metering | 12.8 | Active | 4344600% |  | 2018
GMP | Tunbridge | Solar | Net-Metering | 15.2 | Active | 4339700% |  | 2018
GMP | Duxbury | Solar | Net-Metering | 3.3 | Active | 4345100% |  | 2018
GMP | Sharon | Solar | Net-Metering | 5 | Active | 4336100% |  | 2018
GMP | Rutland City | Solar | Net-Metering | 6 | Active | 4348300% |  | 2019
GMP | Milton | Solar | Net-Metering | 7.6 | Active | 4336300% |  | 2018
GMP | Newfane | Solar | Net-Metering | 15 | Active | 4337500% |  | 2018
GMP | Hinesburg | Solar | Net-Metering | 3 | Active | 4345100% |  | 2018
GMP | Newbury | Solar | Net-Metering | 6 | Active | 4331900% |  | 2018
GMP | Townshend | Solar | Net-Metering | 9 | Active | 4358400% |  | 2019
GMP | Montpelier | Solar | Net-Metering | 5 | Active | 4362900% |  | 2019
GMP | South Burlington | Solar | Net-Metering | 5 | Active | 4334300% |  | 2018
GMP | Georgia | Solar | Net-Metering | 6 | Active | 4335400% |  | 2018
GMP | Hartford | Solar | Net-Metering | 7.6 | Active | 4338200% |  | 2018
GMP | Milton | Solar | Net-Metering | 7.6 | Active | 4345100% |  | 2018
GMP | Waterbury | Solar | Net-Metering | 3 | Active | 4337400% |  | 2018
GMP | Vergennes | Solar | Net-Metering | 3.6 | Active | 4336400% |  | 2018
GMP | Vernon | Solar | Net-Metering | 12 | Active | 4335400% |  | 2018
GMP | Rochester | Solar | Net-Metering | 5 | Active | 4331900% |  | 2018
GMP | Rupert | Solar | Net-Metering | 9.8 | Active | 4332100% |  | 2018
GMP | Fairfax | Solar | Net-Metering | 3.8 | Active | 4332100% |  | 2018
GMP | Milton | Solar | Net-Metering | 7.6 | Active | 4343000% |  | 2018
GMP | Woodstock | Solar | Net-Metering | 6 | Active | 4336700% |  | 2018
GMP | Castleton | Solar | Net-Metering | 7.6 | Active | 4336100% |  | 2018
GMP | Shaftsbury | Solar | Net-Metering | 7.6 | Active | 4356300% |  | 2019
GMP | Grafton | Solar | Net-Metering | 7.6 | Active | 4334800% |  | 2018
GMP | Hubbardton | Solar | Net-Metering | 6.6 | Active | 4338200% |  | 2018
GMP | Shaftsbury | Solar | Net-Metering | 4.8 | Active | 4335600% |  | 2018
GMP | Vergennes | Solar | Net-Metering | 3 | Active | 4346700% |  | 2019
GMP | Shelburne | Solar | Net-Metering | 6 | Active | 4336900% |  | 2018
GMP | Chester | Solar | Net-Metering | 3.6 | Active | 4336700% |  | 2018
GMP | Hartford | Solar | Net-Metering | 6 | Active | 4335300% |  | 2018
GMP | Danville | Solar | Net-Metering | 3 | Active | 4338300% |  | 2018
GMP | Thetford | Solar | Net-Metering | 5 | Active | 4336800% |  | 2018
GMP | Williston | Solar | Net-Metering | 3.77 | Active | 4332100% |  | 2018
GMP | Pownal | Solar | Net-Metering | 3 | Active | 4366400% |  | 2019
GMP | Colchester | Solar | Net-Metering | 10 | Active | 4332200% |  | 2018
GMP | Essex Junction | Solar | Net-Metering | 3.8 | Active | 4332200% |  | 2018
GMP | Brattleboro | Solar | Net-Metering | 8 | Active | 4344400% |  | 2018
GMP | West Windsor | Solar | Net-Metering | 11.4 | Active | 4336400% |  | 2018
GMP | Hartford | Solar | Net-Metering | 6 | Active | 4343700% |  | 2018
GMP | Randolph | Solar | Net-Metering | 6 | Active | 4336700% |  | 2018
GMP | Hartland | Solar | Net-Metering | 6 | Active | 4332500% |  | 2018
GMP | Milton | Solar | Net-Metering | 3.8 | Active | 4336900% |  | 2018
GMP | Bennington | Solar | Net-Metering | 3 | Active | 4343700% |  | 2018
GMP | Georgia | Solar | Net-Metering | 4 | Active | 4339000% |  | 2018
GMP | Wilmington | Solar | Net-Metering | 3.8 | Active | 4339000% |  | 2018
GMP | Shelburne | Solar | Net-Metering | 12.6 | Active | 4339000% |  | 2018
GMP | Weston | Solar | Net-Metering | 3.84 | Active | 4334100% |  | 2018
GMP | Norwich | Solar | Net-Metering | 10 | Active | 4346100% |  | 2018
GMP | Essex Junction | Solar | Net-Metering | 10 | Active | 4341300% |  | 2018
GMP | South Burlington | Solar | Net-Metering | 6 | Active | 4336000% |  | 2018
GMP | Wilmington | Solar | Net-Metering | 3.8 | Active | 4338800% |  | 2018
GMP | Georgia | Solar | Net-Metering | 5 | Active | 4336900% |  | 2018
GMP | Halifax | Solar | Net-Metering | 10 | Active | 4344400% |  | 2018
GMP | Underhill | Solar | Net-Metering | 6 | Active | 4336400% |  | 2018
GMP | Putney | Solar | Net-Metering | 7.6 | Active | 4337700% |  | 2018
GMP | Waterbury | Solar | Net-Metering | 13.8 | Active | 4338400% |  | 2018
GMP | Dorset | Solar | Net-Metering | 14.4 | Active | 4333500% |  | 2018
GMP | Fairfax | Solar | Net-Metering | 3.8 | Active | 4332700% |  | 2018
GMP | South Burlington | Solar | Net-Metering | 3.8 | Active | 4334100% |  | 2018
GMP | Williston | Solar | Net-Metering | 10 | Active | 4335500% |  | 2018
GMP | Jamaica | Solar | Net-Metering | 5 | Active | 4350900% |  | 2019
GMP | New Haven | Solar | Net-Metering | 9 | Active | 4339000% |  | 2018
GMP | Rutland Town | Solar | Net-Metering | 11.4 | Active | 4361900% |  | 2019
GMP | Charlotte | Solar | Net-Metering | 11.4 | Active | 4332700% |  | 2018
GMP | Whiting | Solar | Net-Metering | 5.75 | Active | 4332700% |  | 2018
GMP | Barnard | Solar | Net-Metering | 10 | Active | 4338500% |  | 2018
GMP | Barre Town | Solar | Net-Metering | 7.6 | Active | 4336700% |  | 2018
GMP | Brandon | Solar | Net-Metering | 6 | Active | 4336300% |  | 2018
GMP | Shelburne | Solar | Net-Metering | 11.4 | Active | 4334300% |  | 2018
GMP | Hartford | Solar | Net-Metering | 3.8 | Active | 4354300% |  | 2019
GMP | Sheldon | Solar | Net-Metering | 5 | Active | 4332900% |  | 2018
GMP | Weathersfield | Solar | Net-Metering | 10 | Active | 4338500% |  | 2018
GMP | Colchester | Solar | Net-Metering | 3.8 | Active | 4339900% |  | 2018
GMP | Landgrove | Solar | Net-Metering | 13.44 | Active | 4344000% |  | 2018
GMP | Thetford | Solar | Net-Metering | 6 | Active | 4339100% |  | 2018
GMP | Hartland | Solar | Net-Metering | 7.6 | Active | 4340500% |  | 2018
GMP | Bristol | Solar | Net-Metering | 2.4 | Active | 4335300% |  | 2018
GMP | Milton | Solar | Net-Metering | 6 | Active | 4332900% |  | 2018
GMP | St. Albans City | Solar | Net-Metering | 11.4 | Active | 4332900% |  | 2018
GMP | St. Albans City | Solar | Net-Metering | 6 | Active | 4332900% |  | 2018
GMP | Rutland City | Solar | Net-Metering | 3.8 | Active | 4333000% |  | 2018
GMP | South Burlington | Solar | Net-Metering | 10 | Active | 4332900% |  | 2018
GMP | Waterbury | Solar | Net-Metering | 5 | Active | 4334300% |  | 2018
GMP | South Burlington | Solar | Net-Metering | 4.3 | Active | 4364400% |  | 2019
GMP | Springfield | Solar | Net-Metering | 6 | Active | 4336300% |  | 2018
GMP | Strafford | Solar | Net-Metering | 5 | Active | 4336100% |  | 2018
GMP | Bridgewater | Solar | Net-Metering | 5 | Active | 4336400% |  | 2018
GMP | Concord | Solar | Net-Metering | 6 | Active | 4333300% |  | 2018
GMP | Andover | Solar | Net-Metering | 4.64 | Active | 4137700% |  | 2013
GMP | Bethel | Solar | Net-Metering | 10 | Active | 4333300% |  | 2018
GMP | Rutland Town | Solar | Net-Metering | 10 | Active | 4333600% |  | 2018
GMP | Norwich | Solar | Net-Metering | 12.6 | Active | 4333300% |  | 2018
GMP | Brandon | Solar | Net-Metering | 7.6 | Active | 4336700% |  | 2018
GMP | Jericho | Solar | Net-Metering | 15 | Active | 4344800% |  | 2018
GMP | Barnet | Solar | Net-Metering | 5 | Active | 4335400% |  | 2018
GMP | Charlotte | Solar | Net-Metering | 7.6 | Active | 4335400% |  | 2018
GMP | Arlington | Solar | Net-Metering | 7.68 | Active | 4333900% |  | 2018
GMP | Pittsfield | Solar | Net-Metering | 12 | Active | 4341800% |  | 2018
GMP | Georgia | Solar | Net-Metering | 5 | Active | 4340500% |  | 2018
GMP | Essex Junction | Solar | Net-Metering | 6 | Active | 4333600% |  | 2018
GMP | Rutland City | Solar | Net-Metering | 10 | Active | 4338200% |  | 2018
GMP | Bethel | Solar | Net-Metering | 3.8 | Active | 4334800% |  | 2018
GMP | Essex Junction | Solar | Net-Metering | 38 | Active | 4342400% |  | 2018
GMP | Shelburne | Solar | Net-Metering | 2 | Active | 4404600% |  | 2020
GMP | Pomfret | Solar | Net-Metering | 11.4 | Active | 4349400% |  | 2019
GMP | Putney | Solar | Net-Metering | 10 | Active | 4339000% |  | 2018
GMP | Clarendon | Solar | Net-Metering | 300 | Active | 4371900% |  | 2019
GMP | Rockingham | Solar | Net-Metering | 10 | Active | 4333500% |  | 2018
GMP | Essex Junction | Solar | Net-Metering | 6 | Active | 4338100% |  | 2018
GMP | Castleton | Solar | Net-Metering | 7.7 | Active | 4336000% |  | 2018
GMP | Londonderry | Solar | Net-Metering | 7.5 | Active | 4336400% |  | 2018
GMP | Putney | Solar | Net-Metering | 7 | Active | 4336800% |  | 2018
GMP | Bennington | Solar | Net-Metering | 5 | Active | 4339000% |  | 2018
GMP | Rutland City | Solar | Net-Metering | 3 | Active | 4339200% |  | 2018
GMP | Proctor | Solar | Net-Metering | 7 | Active | 4333500% |  | 2018
GMP | Barre City | Solar | Net-Metering | 3 | Active | 4341100% |  | 2018
GMP | Hartford | Solar | Net-Metering | 6 | Active | 4337400% |  | 2018
GMP | Wilmington | Solar | Net-Metering | 7.6 | Active | 4339000% |  | 2018
GMP | Barnard | Solar | Net-Metering | 11.4 | Active | 4344400% |  | 2018
GMP | Putney | Solar | Net-Metering | 11.9 | Active | 4355800% |  | 2019
GMP | Readsboro | Solar | Net-Metering | 4 | Active | 4338900% |  | 2018
GMP | Vernon | Solar | Net-Metering | 9 | Active | 4334300% |  | 2018
GMP | Lincoln | Solar | Net-Metering | 3.5 | Active | 4336400% |  | 2018
GMP | Shelburne | Solar | Net-Metering | 3 | Active | 4335600% |  | 2018
GMP | Hartford | Solar | Net-Metering | 7.6 | Active | 4333600% |  | 2018
GMP | Rutland City | Solar | Net-Metering | 11.57 | Active | 4339500% |  | 2018
GMP | Charlotte | Solar | Net-Metering | 7.6 | Active | 4339000% |  | 2018
GMP | Middlebury | Solar | Net-Metering | 5 | Active | 4336300% |  | 2018
GMP | Milton | Solar | Net-Metering | 19.08 | Active | 4333900% |  | 2018
GMP | Colchester | Solar | Net-Metering | 7.6 | Active | 4346700% |  | 2019
GMP | Cambridge | Solar | Net-Metering | 7.6 | Active | 4333600% |  | 2018
GMP | Brattleboro | Solar | Net-Metering | 6 | Active | 4335300% |  | 2018
GMP | Poultney | Solar | Net-Metering | 7.6 | Active | 4335700% |  | 2018
GMP | Worcester | Solar | Net-Metering | 6 | Active | 4338100% |  | 2018
GMP | Cambridge | Solar | Net-Metering | 5 | Active | 4337600% |  | 2018
GMP | Springfield | Solar | Net-Metering | 7.7 | Active | 4337400% |  | 2018
GMP | Middlebury | Solar | Net-Metering | 7.6 | Active | 4333900% |  | 2018
GMP | Montpelier | Solar | Net-Metering | 4.74 | Active | 3971400% |  | 2008
GMP | St. Albans City | Solar | Net-Metering | 3 | Active | 4339200% |  | 2018
GMP | Shelburne | Solar | Net-Metering | 4.6 | Active | 4346200% |  | 2018
GMP | Norwich | Solar | Net-Metering | 5 | Active | 4334300% |  | 2018
GMP | Barre City | Solar | Net-Metering | 3.8 | Active | 4333900% |  | 2018
GMP | Hartford | Solar | Net-Metering | 6 | Active | 4337700% |  | 2018
GMP | Waterbury | Solar | Net-Metering | 6 | Active | 4349400% |  | 2019
GMP | Chester | Solar | Net-Metering | 7.7 | Active | 4341800% |  | 2018
GMP | Brandon | Solar | Net-Metering | 15 | Active | 4350300% |  | 2019
GMP | Rochester | Solar | Net-Metering | 6 | Active | 4335400% |  | 2018
GMP | Putney | Solar | Net-Metering | 10 | Active | 4334700% |  | 2018
GMP | Bennington | Solar | Net-Metering | 7.68 | Active | 4335000% |  | 2018
GMP | Bethel | Hydro | Net-Metering | 125 | Active | 4112200% |  | 2012
GMP | Moretown | Solar | Net-Metering | 5 | Active | 4364000% |  | 2019
GMP | West Windsor | Solar | Net-Metering | 7 | Active | 4333900% |  | 2018
GMP | Fairlee | Solar | Net-Metering | 3.6 | Active | 4345300% |  | 2018
GMP | Middlebury | Solar | Net-Metering | 10 | Active | 4344600% |  | 2018
GMP | Burlington | Solar | Net-Metering | 5.28 | Active | 4345500% |  | 2018
GMP | Montpelier | Solar | Net-Metering | 15 | Active | 4337500% |  | 2018
GMP | St. Albans City | Solar | Net-Metering | 3.8 | Active | 4335500% |  | 2018
GMP | Brattleboro | Solar | Net-Metering | 5 | Active | 4334300% |  | 2018
GMP | Rutland City | Solar | Net-Metering | 4.93 | Active | 4334100% |  | 2018
GMP | Barre Town | Solar | Net-Metering | 7.6 | Active | 4334000% |  | 2018
GMP | St. Johnsbury | Solar | Net-Metering | 9 | Active | 4334900% |  | 2018
GMP | Essex Junction | Solar | Net-Metering | 7.6 | Active | 4341300% |  | 2018
GMP | Weston | Solar | Net-Metering | 5.2 | Active | 4337400% |  | 2018
GMP | Hartland | Solar | Net-Metering | 7.6 | Active | 4345500% |  | 2018
GMP | Bristol | Solar | Net-Metering | 6 | Active | 4337800% |  | 2018
GMP | Woodstock | Solar | Net-Metering | 15.2 | Active | 4339100% |  | 2018
GMP | Pittsford | Solar | Net-Metering | 3.8 | Active | 4328000% |  | 2018
GMP | Rutland City | Solar | Net-Metering | 7.6 | Active | 4339500% |  | 2018
GMP | West Rutland | Solar | Net-Metering | 6 | Active | 4336000% |  | 2018
GMP | Hartford | Solar | Net-Metering | 6 | Active | 4336400% |  | 2018
GMP | Middlebury | Solar | Net-Metering | 11.4 | Active | 4359300% |  | 2019
GMP | Milton | Solar | Net-Metering | 9 | Active | 4335000% |  | 2018
GMP | Milton | Solar | Net-Metering | 7.6 | Active | 4334300% |  | 2018
GMP | Randolph | Solar | Net-Metering | 7.6 | Active | 4334100% |  | 2018
GMP | Thetford | Solar | Net-Metering | 5 | Active | 4335400% |  | 2018
GMP | Barnard | Solar | Net-Metering | 5 | Active | 4338200% |  | 2018
GMP | Newbury | Solar | Net-Metering | 3 | Active | 4335400% |  | 2018
GMP | Manchester | Solar | Net-Metering | 3.8 | Active | 4335600% |  | 2018
GMP | Hartford | Solar | Net-Metering | 15 | Active | 4343700% |  | 2018
GMP | Fairfax | Solar | Net-Metering | 5.2 | Active | 4345100% |  | 2018
GMP | Thetford | Solar | Net-Metering | 12 | Active | 4364200% |  | 2019
GMP | Fairfax | Solar | Net-Metering | 5 | Active | 4340600% |  | 2018
GMP | Milton | Solar | Net-Metering | 10 | Active | 4337800% |  | 2018
GMP | Montpelier | Solar | Net-Metering | 63.3 | Active | 4362000% |  | 2019
GMP | Putney | Solar | Net-Metering | 1.14 | Active | 4024900% |  | 2010
GMP | Waterbury | Solar | Net-Metering | 7.6 | Active | 4363000% |  | 2019
GMP | Tinmouth | Solar | Net-Metering | 3.8 | Active | 4334300% |  | 2018
GMP | Bristol | Solar | Net-Metering | 4.32 | Active | 4334900% |  | 2018
GMP | Putney | Solar | Net-Metering | 15 | Active | 4339600% |  | 2018
GMP | Shaftsbury | Solar | Net-Metering | 3.8 | Active | 4342400% |  | 2018
GMP | Londonderry | Solar | Net-Metering | 3.8 | Active | 4371200% |  | 2019
GMP | Thetford | Solar | Net-Metering | 7.6 | Active | 4345100% |  | 2018
GMP | Hartford | Solar | Net-Metering | 6 | Active | 4339600% |  | 2018
GMP | Fairlee | Solar | Net-Metering | 7.6 | Active | 4347600% |  | 2019
GMP | Barre City | Solar | Net-Metering | 6 | Active | 4344400% |  | 2018
GMP | Shelburne | Solar | Net-Metering | 6 | Active | 4363700% |  | 2019
GMP | Waterbury | Solar | Net-Metering | 7.6 | Active | 4336000% |  | 2018
GMP | Wells | Solar | Net-Metering | 7.6 | Active | 4339600% |  | 2018
GMP | Newfane | Solar | Net-Metering | 5.2 | Active | 4344800% |  | 2018
GMP | Dover | Solar | Net-Metering | 10 | Active | 4338100% |  | 2018
GMP | Weybridge | Solar | Net-Metering | 7.6 | Active | 4337500% |  | 2018
GMP | Jericho | Solar | Net-Metering | 7.6 | Active | 4355000% |  | 2019
GMP | Richmond | Solar | Net-Metering | 10 | Active | 4338300% |  | 2018
GMP | Hartland | Solar | Net-Metering | 4.06 | Active | 4338100% |  | 2018
GMP | Montpelier | Solar | Net-Metering | 6 | Active | 4366200% |  | 2019
GMP | Brandon | Solar | Net-Metering | 6 | Active | 4336300% |  | 2018
GMP | Bennington | Solar | Net-Metering | 7.6 | Active | 4342300% |  | 2018
GMP | Richmond | Solar | Net-Metering | 6 | Active | 4332900% |  | 2018
GMP | Norwich | Solar | Net-Metering | 15 | Active | 4364400% |  | 2019
GMP | Hartland | Hydro | Utility | 500 | Active | 3153300% |  | 1986
GMP | Waterbury | Solar | Net-Metering | 7.6 | Active | 4334300% |  | 2018
GMP | Milton | Solar | Net-Metering | 140 | Active | 4346000% |  | 2018
GMP | Norwich | Solar | Net-Metering | 15 | Active | 4364400% |  | 2019
GMP | Essex | Solar | Net-Metering | 7.6 | Active | 4344100% |  | 2018
GMP | Essex | Solar | Net-Metering | 7.6 | Active | 4340400% |  | 2018
GMP | Fairlee | Solar | Net-Metering | 12 | Active | 4364800% |  | 2019
GMP | Milton | Solar | Net-Metering | 6.6 | Active | 4336200% |  | 2018
GMP | Norwich | Solar | Net-Metering | 6 | Active | 4346200% |  | 2018
GMP | Colchester | Solar | Net-Metering | 7.6 | Active | 4353900% |  | 2019
GMP | Dorset | Solar | Net-Metering | 15 | Active | 4346800% |  | 2019
GMP | Brattleboro | Solar | Net-Metering | 9 | Active | 4342400% |  | 2018
GMP | Barre City | Solar | Net-Metering | 9 | Active | 4338100% |  | 2018
GMP | Wallingford | Solar | Net-Metering | 7.6 | Active | 4337500% |  | 2018
GMP | Danville | Solar | Net-Metering | 5 | Active | 4344800% |  | 2018
GMP | West Fairlee | Solar | Net-Metering | 7.6 | Active | 4343700% |  | 2018
GMP | Whitingham | Solar | Net-Metering | 11.4 | Active | 4344000% |  | 2018
GMP | Cavendish | Solar | Net-Metering | 3.6 | Active | 4338100% |  | 2018
GMP | Barre City | Solar | Net-Metering | 7.6 | Active | 4341800% |  | 2018
GMP | West Windsor | Solar | Net-Metering | 5 | Active | 4340600% |  | 2018
GMP | Jericho | Solar | Net-Metering | 3.8 | Active | 4336400% |  | 2018
GMP | Fairfax | Solar | Net-Metering | 6 | Active | 4342300% |  | 2018
GMP | Danville | Solar | Net-Metering | 5 | Active | 4337600% |  | 2018
GMP | Norwich | Solar | Net-Metering | 15 | Active | 4364700% |  | 2019
GMP | Charlotte | Solar | Net-Metering | 11.4 | Active | 4364200% |  | 2019
GMP | Woodstock | Solar | Net-Metering | 12 | Active | 4346000% |  | 2018
GMP | Pittsford | Solar | Net-Metering | 7.6 | Active | 4338500% |  | 2018
GMP | Woodstock | Solar | Net-Metering | 12 | Active | 4362300% |  | 2019
GMP | Waterbury | Solar | Net-Metering | 7.6 | Active | 4362200% |  | 2019
GMP | Peacham | Solar | Net-Metering | 6 | Active | 4335000% |  | 2018
GMP | Waitsfield | Solar | Net-Metering | 3.8 | Active | 4341200% |  | 2018
GMP | South Burlington | Solar | Net-Metering | 6 | Active | 4341900% |  | 2018
GMP | Middlesex | Solar | Net-Metering | 10 | Active | 4364400% |  | 2019
GMP | Barnard | Solar | Net-Metering | 4.6 | Active | 4347200% |  | 2019
GMP | Norwich | Solar | Net-Metering | 6 | Active | 4339200% |  | 2018
GMP | Salisbury | Solar | Net-Metering | 7.6 | Active | 4335000% |  | 2018
GMP | Hinesburg | Solar | Net-Metering | 13 | Active | 4360800% |  | 2019
GMP | Essex Junction | Solar | Net-Metering | 7.6 | Active | 4365400% |  | 2019
GMP | Milton | Solar | Net-Metering | 5 | Active | 4335400% |  | 2018
GMP | Westminster | Solar | Net-Metering | 15 | Active | 4338500% |  | 2018
GMP | Middlebury | Solar | Net-Metering | 6.25 | Active | 4338400% |  | 2018
GMP | Royalton | Solar | Net-Metering | 3.8 | Active | 4336300% |  | 2018
GMP | Berlin | Solar | Net-Metering | 3 | Active | 4359800% |  | 2019
GMP | Barnard | Solar | Net-Metering | 7.6 | Active | 4338500% |  | 2018
GMP | Pomfret | Solar | Net-Metering | 5 | Active | 4338200% |  | 2018
GMP | St. Johnsbury | Solar | Net-Metering | 5 | Active | 4363000% |  | 2019
GMP | Barre City | Solar | Net-Metering | 5 | Active | 4369700% |  | 2019
GMP | Waterford | Solar | Net-Metering | 6 | Active | 4340500% |  | 2018
GMP | Brattleboro | Solar | Net-Metering | 7.6 | Active | 4340500% |  | 2018
GMP | Bridport | Solar | Net-Metering | 4 | Active | 4340900% |  | 2018
GMP | Colchester | Solar | Net-Metering | 7.6 | Active | 4361500% |  | 2019
GMP | Waitsfield | Solar | Net-Metering | 7.6 | Active | 4336800% |  | 2018
GMP | South Burlington | Solar | Net-Metering | 6 | Active | 4337500% |  | 2018
GMP | South Burlington | Solar | Net-Metering | 5 | Active | 4337100% |  | 2018
GMP | Rockingham | Solar | Net-Metering | 10 | Active | 4344800% |  | 2018
GMP | Springfield | Solar | Net-Metering | 3.8 | Active | 4362600% |  | 2019
GMP | Middlesex | Solar | Net-Metering | 6 | Active | 4336200% |  | 2018
GMP | Norwich | Solar | Net-Metering | 5 | Active | 4337500% |  | 2018
GMP | Hartford | Solar | Net-Metering | 5 | Active | 4335700% |  | 2018
GMP | Montpelier | Solar | Net-Metering | 10 | Active | 4345500% |  | 2018
GMP | Norwich | Solar | Net-Metering | 5 | Active | 4341100% |  | 2018
GMP | Charlotte | Solar | Net-Metering | 6 | Active | 4366300% |  | 2019
GMP | Waterbury | Solar | Net-Metering | 9 | Active | 4337600% |  | 2018
GMP | Cambridge | Solar | Net-Metering | 7.6 | Active | 4337400% |  | 2018
GMP | Weathersfield | Solar | Net-Metering | 4 | Active | 4341100% |  | 2018
GMP | Shelburne | Solar | Net-Metering | 6 | Active | 4346800% |  | 2019
GMP | Williamstown | Solar | Net-Metering | 10.6 | Active | 4370500% |  | 2019
GMP | Colchester | Solar | Net-Metering | 7.6 | Active | 4339700% |  | 2018
GMP | Woodstock | Solar | Net-Metering | 12 | Active | 4339000% |  | 2018
GMP | Barre City | Solar | Net-Metering | 5 | Active | 4348300% |  | 2019
GMP | Fairfax | Solar | Net-Metering | 3.8 | Active | 4337400% |  | 2018
GMP | Lunenburg | Solar | Net-Metering | 4 | Active | 4338300% |  | 2018
GMP | Springfield | Solar | Net-Metering | 7.6 | Active | 4339000% |  | 2018
GMP | Windsor | Solar | Net-Metering | 7.6 | Active | 4342400% |  | 2018
GMP | Fairlee | Solar | Net-Metering | 5 | Active | 4339600% |  | 2018
GMP | Fair Haven | Solar | Net-Metering | 7.6 | Active | 4339000% |  | 2018
GMP | Shoreham | Solar | Net-Metering | 7.6 | Active | 4338500% |  | 2018
GMP | Hartford | Solar | Net-Metering | 5 | Active | 4336400% |  | 2018
GMP | Pawlet | Solar | Net-Metering | 6 | Active | 4342000% |  | 2018
GMP | Essex Junction | Solar | Net-Metering | 4.44 | Active | 4338200% |  | 2018
GMP | Hartland | Solar | Net-Metering | 11.4 | Active | 4338100% |  | 2018
GMP | Randolph | Solar | Net-Metering | 3 | Active | 4368400% |  | 2019
GMP | Chester | Solar | Net-Metering | 6 | Active | 4341800% |  | 2018
GMP | Wardsboro | Solar | Net-Metering | 6.96 | Active | 4339000% |  | 2018
GMP | Arlington | Solar | Net-Metering | 3.8 | Active | 4358100% |  | 2019
GMP | Townshend | Solar | Net-Metering | 12 | Active | 4341800% |  | 2018
GMP | Springfield | Solar | Net-Metering | 5.2 | Active | 4346500% |  | 2018
GMP | St. Albans City | Solar | Net-Metering | 10 | Active | 4351000% |  | 2019
GMP | Norwich | Solar | Net-Metering | 6 | Active | 4340900% |  | 2018
GMP | Vershire | Solar | Net-Metering | 10.4 | Active | 4338900% |  | 2018
GMP | Randolph | Solar | Net-Metering | 11.4 | Active | 4366200% |  | 2019
GMP | Williston | Solar | Net-Metering | 200 | Active | 4355900% |  | 2019
GMP | Newbury | Solar | Net-Metering | 7.6 | Active | 4341300% |  | 2018
GMP | Vergennes | Solar | Net-Metering | 7.6 | Active | 4342400% |  | 2018
GMP | Randolph | Solar | Net-Metering | 6 | Active | 4341200% |  | 2018
GMP | Fairfield | Solar | Net-Metering | 6 | Active | 4341900% |  | 2018
GMP | Colchester | Solar | Net-Metering | 6 | Active | 4339000% |  | 2018
GMP | Fletcher | Solar | Net-Metering | 11.4 | Active | 4336400% |  | 2018
GMP | Waterbury | Solar | Net-Metering | 9.57 | Active | 4339100% |  | 2018
GMP | Charlotte | Solar | Net-Metering | 10 | Active | 4341100% |  | 2018
GMP | Lunenburg | Solar | Net-Metering | 4.6 | Active | 4340300% |  | 2018
GMP | Guilford | Solar | Net-Metering | 10 | Active | 4364200% |  | 2019
GMP | Chelsea | Solar | Net-Metering | 7.6 | Active | 4336200% |  | 2018
GMP | Fairfax | Solar | Net-Metering | 3.8 | Active | 4337800% |  | 2018
GMP | Milton | Solar | Net-Metering | 7.6 | Active | 4345100% |  | 2018
GMP | East Montpelier | Solar | Net-Metering | 6 | Active | 4348200% |  | 2019
GMP | Springfield | Solar | Net-Metering | 5 | Active | 4339000% |  | 2018
GMP | South Burlington | Solar | Net-Metering | 5 | Active | 4342000% |  | 2018
GMP | Colchester | Solar | Net-Metering | 11.4 | Active | 4343700% |  | 2018
GMP | Ludlow | Solar | Net-Metering | 7.6 | Active | 4342000% |  | 2018
GMP | Montpelier | Solar | Net-Metering | 7.6 | Active | 4343700% |  | 2018
GMP | Andover | Solar | Net-Metering | 15 | Active | 4340300% |  | 2018
GMP | Starksboro | Solar | Net-Metering | 4.5 | Active | 4339600% |  | 2018
GMP | Waterbury | Solar | Net-Metering | 7 | Active | 4341900% |  | 2018
GMP | Montpelier | Solar | Net-Metering | 5 | Active | 4357400% |  | 2019
GMP | Windsor | Solar | Net-Metering | 6 | Active | 4343800% |  | 2018
GMP | Woodstock | Solar | Net-Metering | 5 | Active | 4340400% |  | 2018
GMP | Williston | Solar | Net-Metering | 7.6 | Active | 4339900% |  | 2018
GMP | Barnet | Solar | Net-Metering | 5.61 | Active | 4340200% |  | 2018
GMP | South Burlington | Solar | Net-Metering | 6 | Active | 4339200% |  | 2018
GMP | Baltimore | Solar | Net-Metering | 11.4 | Active | 4359900% |  | 2019
GMP | Reading | Solar | Net-Metering | 12 | Active | 4338400% |  | 2018
GMP | Woodstock | Solar | Net-Metering | 3.8 | Active | 4340500% |  | 2018
GMP | Warren | Solar | Net-Metering | 8.55 | Active | 4374700% |  | 2019
GMP | Concord | Solar | Net-Metering | 11.4 | Active | 4368600% |  | 2019
GMP | Reading | Solar | Net-Metering | 10 | Active | 4338400% |  | 2018
GMP | Randolph | Solar | Net-Metering | 30 | Active | 4339800% |  | 2018
GMP | Williston | Solar | Net-Metering | 3.42 | Active | 3977800% |  | 2008
GMP | Londonderry | Solar | Net-Metering | 7 | Active | 4336400% |  | 2018
GMP | Middlesex | Solar | Net-Metering | 7.6 | Active | 4361400% |  | 2019
GMP | Randolph | Solar | Net-Metering | 7.6 | Active | 4363700% |  | 2019
GMP | Charlotte | Solar | Net-Metering | 6 | Active | 4362100% |  | 2019
GMP | Cornwall | Solar | Net-Metering | 15 | Active | 4360800% |  | 2019
GMP | Richmond | Solar | Net-Metering | 10 | Active | 4337800% |  | 2018
GMP | Bristol | Solar | Net-Metering | 6.35 | Active | 4034400% |  | 2010
GMP | Huntington | Solar | Net-Metering | 3.6 | Active | 4336800% |  | 2018
GMP | Windsor | Solar | Net-Metering | 500 | Active | 4382500% |  | 2019
GMP | Strafford | Solar | Net-Metering | 7.6 | Active | 4339200% |  | 2018
GMP | Fairlee | Solar | Net-Metering | 5 | Active | 4339600% |  | 2018
GMP | Bristol | Solar | Net-Metering | 15 | Active | 4346900% |  | 2019
GMP | Ludlow | Solar | Net-Metering | 5 | Active | 4339000% |  | 2018
GMP | Westford | Solar | Net-Metering | 7.6 | Active | 4337400% |  | 2018
GMP | Rutland City | Solar | Net-Metering | 6 | Active | 4339000% |  | 2018
GMP | Wallingford | Solar | Net-Metering | 10 | Active | 4339200% |  | 2018
GMP | Ferrisburgh | Solar | Net-Metering | 7.6 | Active | 4345100% |  | 2018
GMP | Essex | Solar | Net-Metering | 11.4 | Active | 4339000% |  | 2018
GMP | Montpelier | Solar | Net-Metering | 6 | Active | 4342300% |  | 2018
GMP | Sharon | Solar | Net-Metering | 17.6 | Active | 4338300% |  | 2018
GMP | Essex | Solar | Net-Metering | 6 | Active | 4339800% |  | 2018
GMP | Ferrisburgh | Solar | Net-Metering | 7.6 | Active | 4347600% |  | 2019
GMP | Fair Haven | Solar | Net-Metering | 7.6 | Active | 4343800% |  | 2018
GMP | Springfield | Solar | Net-Metering | 3.6 | Active | 4342500% |  | 2018
GMP | Hartford | Solar | Net-Metering | 4 | Active | 4340300% |  | 2018
GMP | Tunbridge | Solar | Net-Metering | 7.6 | Active | 4341100% |  | 2018
GMP | Hartland | Solar | Net-Metering | 6 | Active | 4345100% |  | 2018
GMP | Hinesburg | Solar | Net-Metering | 6.49 | Active | 4348700% |  | 2019
GMP | South Burlington | Solar | Net-Metering | 43.3 | Active | 4350100% |  | 2019
GMP | Bradford | Solar | Net-Metering | 5 | Active | 4336800% |  | 2018
GMP | Dorset | Solar | Net-Metering | 9.28 | Active | 4337500% |  | 2018
GMP | Milton | Solar | Net-Metering | 18 | Active | 4343000% |  | 2018
GMP | Randolph | Solar | Net-Metering | 3 | Active | 4367600% |  | 2019
GMP | Groton | Solar | Net-Metering | 10 | Active | 4339100% |  | 2018
GMP | Brookfield | Solar | Net-Metering | 6 | Active | 4346500% |  | 2018
GMP | Weston | Solar | Net-Metering | 7.7 | Active | 4350400% |  | 2019
GMP | New Haven | Solar | Net-Metering | 5 | Active | 4339800% |  | 2018
GMP | Thetford | Solar | Net-Metering | 7.6 | Active | 4356700% |  | 2019
GMP | Shelburne | Solar | Net-Metering | 10 | Active | 4339900% |  | 2018
GMP | Pittsford | Solar | Net-Metering | 6 | Active | 4340400% |  | 2018
GMP | St. Johnsbury | Solar | Net-Metering | 19 | Active | 4358600% |  | 2019
GMP | Danville | Solar | Net-Metering | 10 | Active | 4343700% |  | 2018
GMP | Hartford | Solar | Net-Metering | 7.6 | Active | 4348800% |  | 2019
GMP | Royalton | Solar | Net-Metering | 5 | Active | 4340300% |  | 2018
GMP | Barnard | Solar | Net-Metering | 11 | Active | 4339800% |  | 2018
GMP | Brattleboro | Solar | Net-Metering | 3 | Active | 4340500% |  | 2018
GMP | Stamford | Solar | Net-Metering | 8.85 | Active | 4339100% |  | 2018
GMP | Londonderry | Solar | Net-Metering | 7.6 | Active | 4350000% |  | 2019
GMP | Castleton | Solar | Net-Metering | 16.81 | Active | 4351800% |  | 2019
GMP | South Burlington | Solar | Net-Metering | 7.6 | Active | 4376100% |  | 2019
GMP | Rutland City | Solar | Net-Metering | 7.6 | Active | 4360200% |  | 2019
GMP | Chester | Solar | Net-Metering | 11.4 | Active | 4341300% |  | 2018
GMP | Dorset | Solar | Net-Metering | 8.64 | Active | 4350200% |  | 2019
GMP | Westminster | Solar | Net-Metering | 5 | Active | 4343700% |  | 2018
GMP | Waitsfield | Solar | Net-Metering | 7.6 | Active | 4341900% |  | 2018
GMP | Putney | Solar | Net-Metering | 5 | Active | 4346500% |  | 2018
GMP | St. Albans City | Solar | Net-Metering | 10 | Active | 4345400% |  | 2018
GMP | Essex | Solar | Net-Metering | 4.6 | Active | 4351000% |  | 2019
GMP | Vergennes | Solar | Net-Metering | 10 | Active | 4346900% |  | 2019
GMP | Vergennes | Solar | Net-Metering | 6 | Active | 4340300% |  | 2018
GMP | Essex Junction | Solar | Net-Metering | 7.6 | Active | 4340300% |  | 2018
GMP | Middletown Springs | Solar | Net-Metering | 8.32 | Active | 4371200% |  | 2019
GMP | Georgia | Solar | Net-Metering | 6 | Active | 4341900% |  | 2018
GMP | St. Albans City | Solar | Net-Metering | 7.6 | Active | 4348800% |  | 2019
GMP | Underhill | Solar | Net-Metering | 7.6 | Active | 4339900% |  | 2018
GMP | Dummerston | Solar | Net-Metering | 11.4 | Active | 4344400% |  | 2018
GMP | Montpelier | Solar | Net-Metering | 3 | Active | 4344400% |  | 2018
GMP | Pittsfield | Solar | Net-Metering | 5 | Active | 4364700% |  | 2019
GMP | Barre City | Solar | Net-Metering | 10.03 | Active | 4343700% |  | 2018
GMP | Brattleboro | Solar | Net-Metering | 6 | Active | 4342000% |  | 2018
GMP | Springfield | Solar | Net-Metering | 4 | Active | 4349700% |  | 2019
GMP | Hartford | Solar | Net-Metering | 5 | Active | 4344600% |  | 2018
GMP | Waterford | Solar | Net-Metering | 10 | Active | 4341200% |  | 2018
GMP | Bradford | Solar | Net-Metering | 7.6 | Active | 4341200% |  | 2018
GMP | Waterford | Solar | Net-Metering | 5 | Active | 4341300% |  | 2018
GMP | Milton | Solar | Net-Metering | 6 | Active | 4342500% |  | 2018
GMP | Chittenden | Solar | Net-Metering | 13.6 | Active | 4343900% |  | 2018
GMP | Springfield | Solar | Net-Metering | 20 | Active | 4358000% |  | 2019
GMP | Windsor | Solar | Net-Metering | 4.6 | Active | 4343700% |  | 2018
GMP | Castleton | Solar | Net-Metering | 11.6 | Active | 4362600% |  | 2019
GMP | Tunbridge | Solar | Net-Metering | 12 | Active | 4346000% |  | 2018
GMP | Underhill | Solar | Net-Metering | 10 | Active | 4350100% |  | 2019
GMP | Milton | Solar | Net-Metering | 3.25 | Active | 4345100% |  | 2018
GMP | Shelburne | Solar | Net-Metering | 3.8 | Active | 4343700% |  | 2018
GMP | Springfield | Solar | Net-Metering | 7.6 | Active | 4344100% |  | 2018
GMP | Londonderry | Solar | Net-Metering | 6 | Active | 4338500% |  | 2018
GMP | Williamstown | Solar | Net-Metering | 45.6 | Active | 4346900% |  | 2019
GMP | Randolph | Solar | Net-Metering | 30.8 | Active | 4375300% |  | 2019
GMP | Middlebury | Solar | Net-Metering | 10 | Active | 4338500% |  | 2018
GMP | Hartland | Solar | Net-Metering | 5 | Active | 4341200% |  | 2018
GMP | Bristol | Solar | Net-Metering | 15 | Active | 4339600% |  | 2018
GMP | Waterford | Solar | Net-Metering | 16.4 | Active | 4356400% |  | 2019
GMP | Georgia | Solar | Net-Metering | 5 | Active | 4339000% |  | 2018
GMP | Waterbury | Solar | Net-Metering | 5 | Active | 4340500% |  | 2018
GMP | Ludlow | Solar | Net-Metering | 5 | Active | 4375400% |  | 2019
GMP | Montpelier | Solar | Net-Metering | 3.8 | Active | 4361400% |  | 2019
GMP | Thetford | Solar | Net-Metering | 11.4 | Active | 4345400% |  | 2018
GMP | Duxbury | Solar | Net-Metering | 6 | Active | 4340900% |  | 2018
GMP | Pomfret | Solar | Net-Metering | 7.6 | Active | 4341200% |  | 2018
GMP | Plainfield | Solar | Net-Metering | 6 | Active | 4342000% |  | 2018
GMP | Ryegate | Solar | Net-Metering | 7.6 | Active | 4350200% |  | 2019
GMP | Middlebury | Solar | Net-Metering | 6.5 | Active | 4344100% |  | 2018
GMP | Guilford | Solar | Net-Metering | 5 | Active | 4352500% |  | 2019
GMP | Essex Junction | Solar | Net-Metering | 3.8 | Active | 4342500% |  | 2018
GMP | Castleton | Solar | Net-Metering | 10 | Active | 4344500% |  | 2018
GMP | Townshend | Solar | Net-Metering | 12 | Active | 4367500% |  | 2019
GMP | Fairfax | Solar | Net-Metering | 7.6 | Active | 4360900% |  | 2019
GMP | Hinesburg | Solar | Net-Metering | 7.67 | Active | 4345500% |  | 2018
GMP | Randolph | Solar | Net-Metering | 7.6 | Active | 4348100% |  | 2019
GMP | Weathersfield | Solar | Net-Metering | 6 | Active | 4343700% |  | 2018
GMP | Townshend | Solar | Net-Metering | 15 | Active | 4345300% |  | 2018
GMP | Waltham | Solar | Net-Metering | 10.6 | Active | 4341900% |  | 2018
GMP | Halifax | Solar | Net-Metering | 8.84 | Active | 4344100% |  | 2018
GMP | Bristol | Solar | Net-Metering | 8.8 | Active | 4348000% |  | 2019
GMP | Vergennes | Solar | Net-Metering | 7 | Active | 4347600% |  | 2019
GMP | Shelburne | Solar | Net-Metering | 5.28 | Active | 4347300% |  | 2019
GMP | Brattleboro | Solar | Net-Metering | 10 | Active | 4371800% |  | 2019
GMP | Middlebury | Solar | Net-Metering | 5 | Active | 4339600% |  | 2018
GMP | Brookfield | Solar | Net-Metering | 6 | Active | 4351400% |  | 2019
GMP | Putney | Solar | Net-Metering | 6 | Active | 4345100% |  | 2018
GMP | Richmond | Solar | Net-Metering | 5.9 | Active | 4349500% |  | 2019
GMP | Stockbridge | Solar | Net-Metering | 7.6 | Active | 4341800% |  | 2018
GMP | Randolph | Solar | Net-Metering | 7.6 | Active | 4370400% |  | 2019
GMP | Stratton | Solar | Net-Metering | 12 | Active | 4346100% |  | 2018
GMP | Londonderry | Solar | Net-Metering | 7.6 | Active | 4345300% |  | 2018
GMP | Ferrisburgh | Solar | Net-Metering | 7.6 | Active | 4339900% |  | 2018
GMP | Guilford | Solar | Net-Metering | 11.4 | Active | 4346500% |  | 2018
GMP | Norwich | Solar | Net-Metering | 13.86 | Active | 4346900% |  | 2019
GMP | Dorset | Solar | Net-Metering | 10 | Active | 4341900% |  | 2018
GMP | Williston | Solar | Net-Metering | 6 | Active | 4347200% |  | 2019
GMP | Londonderry | Solar | Net-Metering | 4 | Active | 4348300% |  | 2019
GMP | Cavendish | Solar | Net-Metering | 3 | Active | 4353800% |  | 2019
GMP | Bennington | Solar | Net-Metering | 10 | Active | 4346900% |  | 2019
GMP | Royalton | Solar | Net-Metering | 11.4 | Active | 4343700% |  | 2018
GMP | St. Johnsbury | Solar | Net-Metering | 6 | Active | 4344000% |  | 2018
GMP | Rockingham | Solar | Net-Metering | 5 | Active | 4352400% |  | 2019
GMP | Rockingham | Solar | Net-Metering | 20 | Active | 4346100% |  | 2018
GMP | Rutland Town | Solar | Net-Metering | 3.25 | Active | 4164200% |  | 2014
GMP | Weathersfield | Solar | Net-Metering | 10 | Active | 4340400% |  | 2018
GMP | Woodstock | Solar | Net-Metering | 15 | Active | 4346700% |  | 2019
GMP | Wallingford | Solar | Net-Metering | 7.6 | Active | 4353800% |  | 2019
GMP | Charlotte | Solar | Net-Metering | 6 | Active | 4344500% |  | 2018
GMP | Milton | Solar | Net-Metering | 3.8 | Active | 4343000% |  | 2018
GMP | Benson | Solar | Net-Metering | 5 | Active | 4347600% |  | 2019
GMP | Barre City | Solar | Net-Metering | 7.6 | Active | 4342400% |  | 2018
GMP | Rochester | Solar | Net-Metering | 10 | Active | 4343700% |  | 2018
GMP | Townshend | Solar | Net-Metering | 10 | Active | 4363700% |  | 2019
GMP | Vernon | Solar | Net-Metering | 6 | Active | 4346800% |  | 2019
GMP | Montpelier | Solar | Net-Metering | 10 | Active | 4350900% |  | 2019
GMP | Charlotte | Solar | Net-Metering | 5 | Active | 4347500% |  | 2019
GMP | Barnet | Solar | Net-Metering | 15 | Active | 4345200% |  | 2018
GMP | Williston | Solar | Net-Metering | 40 | Active | 4345500% |  | 2018
GMP | St. Albans City | Solar | Net-Metering | 7.6 | Active | 4345100% |  | 2018
GMP | Weathersfield | Solar | Net-Metering | 7.6 | Active | 4345400% |  | 2018
GMP | Montpelier | Solar | Net-Metering | 10 | Active | 4347200% |  | 2019
GMP | Woodstock | Solar | Net-Metering | 3.8 | Active | 4360200% |  | 2019
GMP | Poultney | Solar | Net-Metering | 7.6 | Active | 4346800% |  | 2019
GMP | Brattleboro | Solar | Net-Metering | 5 | Active | 4349400% |  | 2019
GMP | Williston | Solar | Net-Metering | 5 | Active | 4346800% |  | 2019
GMP | St. Johnsbury | Solar | Net-Metering | 7.6 | Active | 4344100% |  | 2018
GMP | Randolph | Solar | Net-Metering | 7.6 | Active | 4410300% |  | 2020
GMP | Roxbury | Solar | Net-Metering | 2.32 | Active | 4368400% |  | 2019
GMP | Concord | Solar | Net-Metering | 250 | Active | 4419300% |  | 2020
GMP | Townshend | Solar | Net-Metering | 7.6 | Active | 4337500% |  | 2018
GMP | West Rutland | Solar | Net-Metering | 13.6 | Active | 4345300% |  | 2018
GMP | Strafford | Solar | Net-Metering | 5 | Active | 4346200% |  | 2018
GMP | Strafford | Solar | Net-Metering | 10 | Active | 4373300% |  | 2019
GMP | Colchester | Solar | Net-Metering | 6 | Active | 4346900% |  | 2019
GMP | Richmond | Solar | Net-Metering | 7.6 | Active | 4346500% |  | 2018
GMP | Pittsford | Solar | Net-Metering | 15 | Active | 4373300% |  | 2019
GMP | Brattleboro | Solar | Net-Metering | 7.6 | Active | 4346800% |  | 2019
GMP | Lunenburg | Solar | Net-Metering | 7.6 | Active | 4347300% |  | 2019
GMP | Mount Holly | Solar | Net-Metering | 7.6 | Active | 4346800% |  | 2019
GMP | Woodstock | Solar | Net-Metering | 11.4 | Active | 4347500% |  | 2019
GMP | Pittsford | Solar | Net-Metering | 15 | Active | 4360900% |  | 2019
GMP | Plainfield | Solar | Net-Metering | 7.6 | Active | 4357000% |  | 2019
GMP | Salisbury | Solar | Net-Metering | 2 | Active | 4343900% |  | 2018
GMP | Brookfield | Solar | Net-Metering | 10 | Active | 4345400% |  | 2018
GMP | West Windsor | Solar | Net-Metering | 3.8 | Active | 4346800% |  | 2019
GMP | Proctor | Solar | Net-Metering | 5 | Active | 4347400% |  | 2019
GMP | Hartland | Solar | Net-Metering | 5 | Active | 4374600% |  | 2019
GMP | Thetford | Solar | Net-Metering | 5 | Active | 4344500% |  | 2018
GMP | Milton | Solar | Net-Metering | 15 | Active | 4347400% |  | 2019
GMP | Royalton | Solar | Net-Metering | 10 | Active | 4349600% |  | 2019
GMP | Springfield | Solar | Net-Metering | 9 | Active | 4347300% |  | 2019
GMP | Rutland City | Solar | Net-Metering | 7.6 | Active | 4349000% |  | 2019
GMP | Poultney | Solar | Net-Metering | 15 | Active | 4346500% |  | 2018
GMP | Putney | Solar | Net-Metering | 5.93 | Active | 4086800% |  | 2011
GMP | Putney | Solar | Net-Metering | 10.72 | Active | 4343200% |  | 2018
GMP | Westminster | Solar | Net-Metering | 5.8 | Active | 4082000% |  | 2011
GMP | Putney | Solar | Net-Metering | 5.36 | Active | 4090600% |  | 2011
GMP | Putney | Solar | Net-Metering | 5.59 | Active | 4117800% |  | 2012
GMP | Putney | Solar | Net-Metering | 3.28 | Active | 4069500% |  | 2011
GMP | Putney | Solar | Net-Metering | 3.28 | Active | 4111600% |  | 2012
GMP | Springfield | Solar | Net-Metering | 17.4 | Active | 4352500% |  | 2019
GMP | Charlotte | Solar | Net-Metering | 11.4 | Active | 4352500% |  | 2019
GMP | Hartford | Solar | Net-Metering | 7.6 | Active | 4365800% |  | 2019
GMP | Chester | Solar | Net-Metering | 3.6 | Active | 4374900% |  | 2019
GMP | Richmond | Solar | Net-Metering | 5 | Active | 4360800% |  | 2019
GMP | Shrewsbury | Solar | Net-Metering | 15 | Active | 4376600% |  | 2019
GMP | Jericho | Solar | Net-Metering | 7.6 | Active | 4349600% |  | 2019
GMP | Hartford | Solar | Net-Metering | 5 | Active | 4346700% |  | 2019
GMP | Killington | Solar | Net-Metering | 3.6 | Active | 4349400% |  | 2019
GMP | South Burlington | Solar | Net-Metering | 120 | Active | 4364200% |  | 2019
GMP | Brookline | Solar | Net-Metering | 12 | Active | 4344600% |  | 2018
GMP | Milton | Solar | Net-Metering | 6 | Active | 4347400% |  | 2019
GMP | Rochester | Solar | Net-Metering | 12 | Active | 4350300% |  | 2019
GMP | Thetford | Solar | Net-Metering | 10 | Active | 4358800% |  | 2019
GMP | Underhill | Solar | Net-Metering | 150 | Active | 4406300% |  | 2020
GMP | Lunenburg | Solar | Net-Metering | 4.6 | Active | 4345300% |  | 2018
GMP | Fairlee | Solar | Net-Metering | 5 | Active | 4344400% |  | 2018
GMP | Georgia | Solar | Net-Metering | 500 | Active | 4418200% |  | 2020
GMP | Milton | Solar | Net-Metering | 150 | Active | 4363700% |  | 2019
GMP | Norwich | Solar | Net-Metering | 4.72 | Active | 4346900% |  | 2019
GMP | Waterbury | Solar | Net-Metering | 15 | Active | 4347600% |  | 2019
GMP | Concord | Solar | Net-Metering | 6 | Active | 4351500% |  | 2019
GMP | Royalton | Solar | Net-Metering | 6 | Active | 4365600% |  | 2019
GMP | Shoreham | Solar | Net-Metering | 11.4 | Active | 4345200% |  | 2018
GMP | Charlotte | Solar | Net-Metering | 6.25 | Active | 4346800% |  | 2019
GMP | Barnard | Solar | Net-Metering | 6 | Active | 4345400% |  | 2018
GMP | Berlin | Solar | Net-Metering | 11.4 | Active | 4352200% |  | 2019
GMP | Rutland City | Solar | Net-Metering | 7.6 | Active | 4349700% |  | 2019
GMP | Weathersfield | Solar | Net-Metering | 10 | Active | 4360000% |  | 2019
GMP | West Rutland | Solar | Net-Metering | 11.4 | Active | 4346800% |  | 2019
GMP | Charlotte | Solar | Net-Metering | 3.8 | Active | 4363300% |  | 2019
GMP | Waterbury | Solar | Net-Metering | 10.6 | Active | 4346800% |  | 2019
GMP | Pittsford | Solar | Net-Metering | 25 | Active | 4377400% |  | 2019
GMP | Plymouth | Solar | Net-Metering | 5 | Active | 4347600% |  | 2019
GMP | Vergennes | Solar | Net-Metering | 7.6 | Active | 4361500% |  | 2019
GMP | Barre City | Solar | Net-Metering | 4 | Active | 4369700% |  | 2019
GMP | Monkton | Solar | Net-Metering | 4.6 | Active | 4361500% |  | 2019
GMP | Royalton | Solar | Net-Metering | 3.8 | Active | 4354600% |  | 2019
GMP | Newbury | Solar | Net-Metering | 5 | Active | 4345500% |  | 2018
GMP | Woodstock | Solar | Net-Metering | 5 | Active | 4364000% |  | 2019
GMP | Milton | Solar | Net-Metering | 7.6 | Active | 4366300% |  | 2019
GMP | Winhall | Solar | Net-Metering | 4.48 | Active | 4359200% |  | 2019
GMP | Andover | Solar | Net-Metering | 10 | Active | 4348100% |  | 2019
GMP | Weathersfield | Solar | Net-Metering | 7.6 | Active | 4347300% |  | 2019
GMP | Randolph | Solar | Net-Metering | 8 | Active | 4348200% |  | 2019
GMP | Colchester | Solar | Net-Metering | 8.99 | Active | 4346700% |  | 2019
GMP | Williston | Solar | Net-Metering | 7.6 | Active | 4351500% |  | 2019
GMP | Barre City | Solar | Net-Metering | 10 | Active | 4347900% |  | 2019
GMP | Springfield | Solar | Net-Metering | 7.6 | Active | 4346500% |  | 2018
GMP | St. Albans City | Solar | Net-Metering | 7.6 | Active | 4345500% |  | 2018
GMP | Brattleboro | Solar | Net-Metering | 4 | Active | 4348300% |  | 2019
GMP | Montpelier | Solar | Net-Metering | 6 | Active | 4350700% |  | 2019
GMP | Barre City | Solar | Net-Metering | 12.6 | Active | 4353900% |  | 2019
GMP | Killington | Solar | Net-Metering | 49.2 | Active | 4360800% |  | 2019
GMP | Charlotte | Solar | Net-Metering | 7.6 | Active | 4346800% |  | 2019
GMP | Georgia | Solar | Net-Metering | 5 | Active | 4352100% |  | 2019
GMP | St. Albans City | Solar | Net-Metering | 10 | Active | 4349500% |  | 2019
GMP | Colchester | Solar | Net-Metering | 3.8 | Active | 4348700% |  | 2019
GMP | South Burlington | Solar | Net-Metering | 7.6 | Active | 4345500% |  | 2018
GMP | Essex | Solar | Net-Metering | 7.6 | Active | 4346800% |  | 2019
GMP | Readsboro | Solar | Net-Metering | 20 | Active | 4368300% |  | 2019
GMP | Essex | Solar | Net-Metering | 5 | Active | 4345500% |  | 2018
GMP | Randolph | Solar | Net-Metering | 11.4 | Active | 4375300% |  | 2019
GMP | Georgia | Solar | Net-Metering | 6 | Active | 4352200% |  | 2019
GMP | Royalton | Solar | Net-Metering | 7.6 | Active | 4348300% |  | 2019
GMP | Groton | Solar | Net-Metering | 9 | Active | 4364100% |  | 2019
GMP | Milton | Solar | Net-Metering | 7.6 | Active | 4349400% |  | 2019
GMP | Hubbardton | Solar | Net-Metering | 5 | Active | 4348700% |  | 2019
GMP | Bristol | Solar | Net-Metering | 2.5 | Active | 4369700% |  | 2019
GMP | Townshend | Solar | Net-Metering | 3 | Active | 4349400% |  | 2019
GMP | Fayston | Solar | Net-Metering | 3.54 | Active | 4349700% |  | 2019
GMP | Monkton | Solar | Net-Metering | 7.6 | Active | 4347400% |  | 2019
GMP | Springfield | Solar | Net-Metering | 10 | Active | 4355200% |  | 2019
GMP | Bakersfield | Solar | Net-Metering | 5 | Active | 4355000% |  | 2019
GMP | Arlington | Solar | Net-Metering | 140 | Active | 4372000% |  | 2019
GMP | Berlin | Solar | Net-Metering | 7.6 | Active | 4346900% |  | 2019
GMP | Essex Junction | Solar | Net-Metering | 3.6 | Active | 4352500% |  | 2019
GMP | Essex | Solar | Net-Metering | 6 | Active | 4348300% |  | 2019
GMP | Stockbridge | Solar | Net-Metering | 15 | Active | 4355000% |  | 2019
GMP | Plainfield | Solar | Net-Metering | 5.04 | Active | 4346200% |  | 2018
GMP | Williston | Solar | Net-Metering | 7.6 | Active | 4348300% |  | 2019
GMP | Danby | Solar | Net-Metering | 3 | Active | 4125700% |  | 2012
GMP | Waitsfield | Solar | Net-Metering | 10.4 | Active | 4351700% |  | 2019
GMP | Rutland City | Solar | Net-Metering | 6 | Active | 4348300% |  | 2019
GMP | Poultney | Solar | Net-Metering | 12 | Active | 4360200% |  | 2019
GMP | Fletcher | Solar | Net-Metering | 3.8 | Active | 4358800% |  | 2019
GMP | Marlboro | Solar | Net-Metering | 7 | Active | 4345200% |  | 2018
GMP | Bradford | Solar | Net-Metering | 16 | Active | 4364700% |  | 2019
GMP | East Montpelier | Solar | Net-Metering | 22.8 | Active | 4360200% |  | 2019
GMP | Bradford | Solar | Net-Metering | 10 | Active | 4345300% |  | 2018
GMP | South Burlington | Solar | Net-Metering | 5 | Active | 4345200% |  | 2018
GMP | Montpelier | Solar | Net-Metering | 7.6 | Active | 4352200% |  | 2019
GMP | Montpelier | Solar | Net-Metering | 3.8 | Active | 4368300% |  | 2019
GMP | Waterbury | Solar | Net-Metering | 10 | Active | 4357400% |  | 2019
GMP | Jamaica | Solar | Net-Metering | 4.6 | Active | 4369200% |  | 2019
GMP | Middlesex | Solar | Net-Metering | 3.48 | Active | 4362700% |  | 2019
GMP | Hartland | Solar | Net-Metering | 7.6 | Active | 4360200% |  | 2019
GMP | Ferrisburgh | Solar | Net-Metering | 11.4 | Active | 4345400% |  | 2018
GMP | Rochester | Solar | Net-Metering | 6 | Active | 4347200% |  | 2019
GMP | Middlebury | Solar | Net-Metering | 6 | Active | 4357800% |  | 2019
GMP | Shaftsbury | Solar | Net-Metering | 3.8 | Active | 4350400% |  | 2019
GMP | Waitsfield | Solar | Net-Metering | 6 | Active | 4348800% |  | 2019
GMP | St. Albans City | Solar | Net-Metering | 5.2 | Active | 4345400% |  | 2018
GMP | Milton | Solar | Net-Metering | 3 | Active | 4351100% |  | 2019
GMP | St. Johnsbury | Solar | Net-Metering | 5 | Active | 4349700% |  | 2019
GMP | Jericho | Solar | Net-Metering | 10 | Active | 4376800% |  | 2019
GMP | Danville | Solar | Net-Metering | 7.6 | Active | 4362700% |  | 2019
GMP | South Burlington | Solar | Net-Metering | 5 | Active | 4348700% |  | 2019
GMP | Peacham | Solar | Net-Metering | 5 | Active | 4349000% |  | 2019
GMP | Dorset | Solar | Net-Metering | 6 | Active | 4373900% |  | 2019
GMP | Arlington | Solar | Net-Metering | 11.4 | Active | 4367200% |  | 2019
GMP | Benson | Solar | Net-Metering | 7 | Active | 4346000% |  | 2018
GMP | Peacham | Solar | Net-Metering | 45.6 | Active | 4400100% |  | 2020
GMP | Montpelier | Solar | Net-Metering | 5 | Active | 4369700% |  | 2019
GMP | Georgia | Solar | Net-Metering | 10 | Active | 4351700% |  | 2019
GMP | Hinesburg | Solar | Net-Metering | 7.6 | Active | 4346900% |  | 2019
GMP | Barre Town | Solar | Net-Metering | 3 | Active | 4358800% |  | 2019
GMP | Barre City | Solar | Net-Metering | 3 | Active | 4354200% |  | 2019
GMP | Proctor | Solar | Net-Metering | 6 | Active | 4359500% |  | 2019
GMP | Shelburne | Solar | Net-Metering | 10 | Active | 4352100% |  | 2019
GMP | Norwich | Solar | Net-Metering | 7.6 | Active | 4347600% |  | 2019
GMP | Barre City | Solar | Net-Metering | 6 | Active | 4348200% |  | 2019
GMP | Weathersfield | Solar | Net-Metering | 90 | Active | 4364700% |  | 2019
GMP | Richmond | Solar | Net-Metering | 10 | Active | 4350000% |  | 2019
GMP | Waterbury | Solar | Net-Metering | 15 | Active | 4364000% |  | 2019
GMP | Hubbardton | Solar | Net-Metering | 6 | Active | 4363600% |  | 2019
GMP | Hartland | Solar | Net-Metering | 7.08 | Active | 4351100% |  | 2019
GMP | Rockingham | Solar | Net-Metering | 6 | Active | 4354200% |  | 2019
GMP | Winhall | Solar | Net-Metering | 21.64 | Active | 4364400% |  | 2019
GMP | Wilmington | Solar | Net-Metering | 5 | Active | 4356300% |  | 2019
GMP | Weathersfield | Solar | Net-Metering | 4.6 | Active | 4364000% |  | 2019
GMP | Chester | Solar | Net-Metering | 7.6 | Active | 4353200% |  | 2019
GMP | Thetford | Solar | Net-Metering | 6 | Active | 4355600% |  | 2019
GMP | Norwich | Solar | Net-Metering | 8.26 | Active | 4375900% |  | 2019
GMP | Shelburne | Solar | Net-Metering | 10 | Active | 4374700% |  | 2019
GMP | Brattleboro | Solar | Net-Metering | 86.4 | Active | 4363500% |  | 2019
GMP | Sunderland | Solar | Net-Metering | 14.4 | Active | 4362000% |  | 2019
GMP | St. Johnsbury | Solar | Net-Metering | 12 | Active | 4372600% |  | 2019
GMP | South Burlington | Solar | Net-Metering | 5 | Active | 4349400% |  | 2019
GMP | Thetford | Solar | Net-Metering | 150 | Active | 4379100% |  | 2019
GMP | Essex | Solar | Net-Metering | 3 | Active | 4353000% |  | 2019
GMP | Winhall | Solar | Net-Metering | 6.72 | Active | 4362200% |  | 2019
GMP | Milton | Solar | Net-Metering | 12.2 | Active | 4358000% |  | 2019
GMP | Woodstock | Solar | Net-Metering | 10 | Active | 4359300% |  | 2019
GMP | Winooski | Solar | Net-Metering | 10 | Active | 4353500% |  | 2019
GMP | Waterbury | Solar | Net-Metering | 10 | Active | 4021900% |  | 2010
GMP | Richmond | Solar | Net-Metering | 5 | Active | 4138900% |  | 2013
GMP | Rockingham | Solar | Net-Metering | 2 | Active | 4146300% |  | 2013
GMP | Westminster | Solar | Net-Metering | 1.8 | Active | 4097500% |  | 2012
GMP | Waitsfield | Solar | Net-Metering | 3.99 | Active | 4054800% |  | 2011
GMP | Rockingham | Solar | Net-Metering | 5 | Active | 4127600% |  | 2013
GMP | Waterbury | Solar | Net-Metering | 2.28 | Active | 4044100% |  | 2010
GMP | Hinesburg | Solar | Net-Metering | 1.9 | Active | 4004200% |  | 2009
GMP | Wallingford | Solar | Net-Metering | 20 | Active | 4195700% |  | 2014
GMP | Wilmington | Wind | Net-Metering | 1 | Active | 3836200% |  | 2005
GMP | Williston | Solar | Net-Metering | 4.45 | Active | 4085000% |  | 2011
GMP | Waterbury | Solar | Net-Metering | 2.62 | Active | 4032200% |  | 2010
GMP | Waitsfield | Solar | Net-Metering | 55 | Active | 4090000% |  | 2011
GMP | Rockingham | Solar | Net-Metering | 10 | Active | 4355000% |  | 2019
GMP | Sharon | Solar | Net-Metering | 10 | Active | 4357400% |  | 2019
GMP | Winooski | Solar | Net-Metering | 10 | Active | 4372000% |  | 2019
GMP | Essex Junction | Solar | Net-Metering | 5 | Active | 4353100% |  | 2019
GMP | Mount Holly | Solar | Net-Metering | 10 | Active | 4384500% |  | 2020
GMP | Fayston | Solar | Net-Metering | 3.8 | Active | 4367000% |  | 2019
GMP | Waterbury | Solar | Net-Metering | 7.6 | Active | 4351800% |  | 2019
GMP | Charlotte | Solar | Net-Metering | 10 | Active | 4374000% |  | 2019
GMP | Springfield | Solar | Net-Metering | 7.6 | Active | 4366300% |  | 2019
GMP | Hartford | Solar | Net-Metering | 8.8 | Active | 4350800% |  | 2019
GMP | Montpelier | Solar | Net-Metering | 7.6 | Active | 4356700% |  | 2019
GMP | Essex Junction | Solar | Net-Metering | 7.6 | Active | 4357400% |  | 2019
GMP | Rutland City | Battery >= 20 KW | Utility | 4000 | Active | 4209300% |  | 2015
GMP | Colchester | Solar | Net-Metering | 3 | Active | 4356300% |  | 2019
GMP | Fair Haven | Solar | Net-Metering | 7.6 | Active | 4348300% |  | 2019
GMP | Williston | Solar | Net-Metering | 7.6 | Active | 4349500% |  | 2019
GMP | Manchester | Solar | Net-Metering | 11.4 | Active | 4361500% |  | 2019
GMP | Montpelier | Solar | Net-Metering | 6 | Active | 4355900% |  | 2019
GMP | Essex Junction | Solar | Net-Metering | 3.8 | Active | 4350400% |  | 2019
GMP | Jericho | Solar | Net-Metering | 7.6 | Active | 4381200% |  | 2019
GMP | Northfield | Solar | Net-Metering | 21.4 | Active | 4374200% |  | 2019
GMP | Strafford | Solar | Net-Metering | 10 | Active | 4351100% |  | 2019
GMP | Middlebury | Solar | Net-Metering | 5 | Active | 4356000% |  | 2019
GMP | Moretown | Solar | Net-Metering | 7.6 | Active | 4350700% |  | 2019
GMP | Middlebury | Solar | Net-Metering | 7.6 | Active | 4356000% |  | 2019
GMP | Middlebury | Solar | Net-Metering | 2.25 | Active | 4351000% |  | 2019
GMP | Norwich | Solar | Net-Metering | 5 | Active | 4362300% |  | 2019
GMP | Fair Haven | Solar | Net-Metering | 19 | Active | 4434400% |  | 2021
GMP | Milton | Solar | Net-Metering | 14.4 | Active | 4370000% |  | 2019
GMP | Warren | Solar | Net-Metering | 7.6 | Active | 4351100% |  | 2019
GMP | Sharon | Solar | Net-Metering | 10 | Active | 4441700% |  | 2021
GMP | Underhill | Solar | Net-Metering | 7.6 | Active | 4352400% |  | 2019
GMP | Bennington | Solar | Net-Metering | 8 | Active | 4360800% |  | 2019
GMP | Colchester | Solar | Net-Metering | 5 | Active | 4359300% |  | 2019
GMP | Wells | Solar | Net-Metering | 7 | Active | 4351100% |  | 2019
GMP | Vernon | Solar | Net-Metering | 4.29 | Active | 4040000% |  | 2010
GMP | Berlin | Solar | Net-Metering | 10 | Active | 4354900% |  | 2019
GMP | Danville | Solar | Net-Metering | 3 | Active | 4351500% |  | 2019
GMP | Colchester | Solar | Net-Metering | 7.6 | Active | 4353100% |  | 2019
GMP | Fletcher | Solar | Net-Metering | 10 | Active | 4356500% |  | 2019
GMP | Williston | Solar | Net-Metering | 3.8 | Active | 4356000% |  | 2019
GMP | Waterbury | Solar | Net-Metering | 10 | Active | 4353800% |  | 2019
GMP | Arlington | Solar | Net-Metering | 7.6 | Active | 4355200% |  | 2019
GMP | Williston | Solar | Net-Metering | 15.2 | Active | 4357400% |  | 2019
GMP | Pittsford | Solar | Net-Metering | 15 | Active | 4357400% |  | 2019
GMP | Castleton | Solar | Net-Metering | 7.6 | Active | 4357200% |  | 2019
GMP | Northfield | Solar | Net-Metering | 4.72 | Active | 4351600% |  | 2019
GMP | New Haven | Solar | Net-Metering | 11.4 | Active | 4361500% |  | 2019
GMP | Charlotte | Solar | Net-Metering | 15 | Active | 4359800% |  | 2019
GMP | Putney | Solar | Net-Metering | 6 | Active | 4360600% |  | 2019
GMP | Hinesburg | Solar | Net-Metering | 3 | Active | 4369700% |  | 2019
GMP | Bennington | Solar | Net-Metering | 7.6 | Active | 4357700% |  | 2019
GMP | Wells | Solar | Net-Metering | 5.12 | Active | 4352200% |  | 2019
GMP | Pittsford | Solar | Net-Metering | 10 | Active | 4356600% |  | 2019
GMP | Springfield | Solar | Net-Metering | 12 | Active | 4366400% |  | 2019
GMP | Thetford | Solar | Net-Metering | 3.8 | Active | 4355800% |  | 2019
GMP | Thetford | Solar | Net-Metering | 10 | Active | 4367700% |  | 2019
GMP | Roxbury | Solar | Net-Metering | 14.75 | Active | 4383300% |  | 2020
GMP | Waterbury | Solar | Net-Metering | 7.6 | Active | 4352200% |  | 2019
GMP | Bristol | Solar | Net-Metering | 11.4 | Active | 4352400% |  | 2019
GMP | Waterbury | Solar | Net-Metering | 10.62 | Active | 4358000% |  | 2019
GMP | Washington | Solar | Net-Metering | 7.6 | Active | 4355900% |  | 2019
GMP | Reading | Solar | Net-Metering | 11.4 | Active | 4359900% |  | 2019
GMP | St. Johnsbury | Solar | Net-Metering | 5 | Active | 4353800% |  | 2019
GMP | Williston | Solar | Net-Metering | 7.6 | Active | 4352500% |  | 2019
GMP | Rutland City | Solar | Net-Metering | 5 | Active | 4355700% |  | 2019
GMP | Benson | Solar | Net-Metering | 5 | Active | 4357400% |  | 2019
GMP | Poultney | Solar | Net-Metering | 500 | Active | 4409700% |  | 2020
GMP | Brattleboro | Solar | Net-Metering | 17.82 | Active | 4356600% |  | 2019
GMP | Williston | Solar | Net-Metering | 10 | Active | 4354300% |  | 2019
GMP | Ferrisburgh | Solar | Net-Metering | 10 | Active | 4354600% |  | 2019
GMP | Castleton | Solar | Net-Metering | 7.6 | Active | 4365600% |  | 2019
GMP | Norwich | Solar | Net-Metering | 3 | Active | 4358600% |  | 2019
GMP | Colchester | Solar | Net-Metering | 15.2 | Active | 4360200% |  | 2019
GMP | Mount Holly | Solar | Net-Metering | 7.6 | Active | 4357900% |  | 2019
GMP | Fairlee | Solar | Net-Metering | 6 | Active | 4352500% |  | 2019
GMP | Addison | Solar | Net-Metering | 6 | Active | 4352800% |  | 2019
GMP | Barre City | Solar | Net-Metering | 10 | Active | 4360100% |  | 2019
GMP | Randolph | Solar | Net-Metering | 10 | Active | 4369600% |  | 2019
GMP | Bradford | Solar | Net-Metering | 3.8 | Active | 4354400% |  | 2019
GMP | Danville | Solar | Net-Metering | 3.8 | Active | 4354900% |  | 2019
GMP | Shelburne | Solar | Net-Metering | 3.6 | Active | 4362600% |  | 2019
GMP | Essex | Solar | Net-Metering | 3 | Active | 4358000% |  | 2019
GMP | Starksboro | Solar | Net-Metering | 5.44 | Active | 4354300% |  | 2019
GMP | Dorset | Solar | Net-Metering | 8 | Active | 4381600% |  | 2019
GMP | Middlebury | Solar | Net-Metering | 5.25 | Active | 4353600% |  | 2019
GMP | Danville | Solar | Net-Metering | 10 | Active | 4366900% |  | 2019
GMP | Colchester | Solar | Net-Metering | 6 | Active | 4362100% |  | 2019
GMP | Warren | Solar | Net-Metering | 17.72 | Active | 4356400% |  | 2019
GMP | Fairlee | Solar | Net-Metering | 7.6 | Active | 4358100% |  | 2019
GMP | Rutland City | Solar | Net-Metering | 7.6 | Active | 4362700% |  | 2019
GMP | Woodstock | Solar | Net-Metering | 9.28 | Active | 4357100% |  | 2019
GMP | Chittenden | Solar | Net-Metering | 8.64 | Active | 4353600% |  | 2019
GMP | Huntington | Solar | Net-Metering | 7.6 | Active | 4353900% |  | 2019
GMP | Hartland | Solar | Net-Metering | 6 | Active | 4354400% |  | 2019
GMP | New Haven | Solar | Net-Metering | 11.4 | Active | 4356300% |  | 2019
GMP | Bolton | Solar | Net-Metering | 10 | Active | 4353200% |  | 2019
GMP | Woodstock | Solar | Net-Metering | 18 | Active | 4376300% |  | 2019
GMP | Vershire | Solar | Net-Metering | 10 | Active | 4361400% |  | 2019
GMP | Castleton | Solar | Net-Metering | 3.8 | Active | 4375900% |  | 2019
GMP | Middlebury | Solar | Net-Metering | 60 | Active | 4184500% |  | 2014
GMP | Ripton | Solar | Net-Metering | 7.6 | Active | 4371300% |  | 2019
GMP | Charlotte | Solar | Net-Metering | 15 | Active | 4375500% |  | 2019
GMP | Williston | Solar | Net-Metering | 7.6 | Active | 4357000% |  | 2019
GMP | Vergennes | Solar | Net-Metering | 2.95 | Active | 4140000% |  | 2013
GMP | Bethel | Solar | Net-Metering | 6 | Active | 4362600% |  | 2019
GMP | Jericho | Solar | Net-Metering | 5 | Active | 4359200% |  | 2019
GMP | Hinesburg | Solar | Net-Metering | 5.9 | Active | 4358400% |  | 2019
GMP | Granville | Solar | Net-Metering | 3.8 | Active | 4359500% |  | 2019
GMP | Moretown | Solar | Net-Metering | 10.62 | Active | 4353700% |  | 2019
GMP | Woodstock | Solar | Net-Metering | 15.2 | Active | 4360100% |  | 2019
GMP | Montpelier | Solar | Net-Metering | 7.6 | Active | 4354500% |  | 2019
GMP | Middlebury | Solar | Net-Metering | 5 | Active | 4354600% |  | 2019
GMP | Randolph | Solar | Net-Metering | 11.4 | Active | 4380200% |  | 2019
GMP | Pomfret | Solar | Net-Metering | 5 | Active | 4354500% |  | 2019
GMP | Milton | Solar | Net-Metering | 5 | Active | 4357400% |  | 2019
GMP | Kirby | Solar | Net-Metering | 3.8 | Active | 4364100% |  | 2019
GMP | Vergennes | Solar | Net-Metering | 10 | Active | 4357400% |  | 2019
GMP | Bethel | Solar | Net-Metering | 3.8 | Active | 4357400% |  | 2019
GMP | Rutland City | Solar | Net-Metering | 6 | Active | 4356400% |  | 2019
GMP | St. Johnsbury | Solar | Net-Metering | 6 | Active | 4362300% |  | 2019
GMP | Randolph | Solar | Net-Metering | 7.6 | Active | 4370400% |  | 2019
GMP | Vernon | Solar | Net-Metering | 9.5 | Active | 4354900% |  | 2019
GMP | Wilmington | Solar | Net-Metering | 5 | Active | 4361900% |  | 2019
GMP | Georgia | Solar | Net-Metering | 60 | Active | 4374800% |  | 2019
GMP | Georgia | Solar | Net-Metering | 150 | Active | 4370000% |  | 2019
GMP | West Windsor | Solar | Net-Metering | 21.12 | Active | 4355700% |  | 2019
GMP | Woodstock | Solar | Net-Metering | 150 | Active | 4383200% |  | 2020
GMP | Duxbury | Solar | Net-Metering | 6 | Active | 4355200% |  | 2019
GMP | Fairfax | Solar | Net-Metering | 5 | Active | 4362300% |  | 2019
GMP | Waterbury | Solar | Net-Metering | 11.4 | Active | 4361400% |  | 2019
GMP | Underhill | Solar | Net-Metering | 10 | Active | 4354400% |  | 2019
GMP | Winhall | Solar | Net-Metering | 4 | Active | 4373400% |  | 2019
GMP | Arlington | Solar | Net-Metering | 4.48 | Active | 4365100% |  | 2019
GMP | Rupert | Solar | Net-Metering | 3.5 | Active | 4366300% |  | 2019
GMP | Milton | Solar | Net-Metering | 10 | Active | 4359500% |  | 2019
GMP | Shelburne | Solar | Net-Metering | 7.6 | Active | 4357400% |  | 2019
GMP | Proctor | Solar | Net-Metering | 6 | Active | 4374700% |  | 2019
GMP | Rutland City | Solar | Net-Metering | 6 | Active | 4356700% |  | 2019
GMP | Chester | Solar | Net-Metering | 6 | Active | 4355900% |  | 2019
GMP | Sudbury | Solar | Net-Metering | 3 | Active | 4356600% |  | 2019
GMP | Waterford | Solar | Net-Metering | 11.4 | Active | 4362000% |  | 2019
GMP | Warren | Solar | Net-Metering | 6 | Active | 4357200% |  | 2019
GMP | Whiting | Solar | Net-Metering | 10 | Active | 4361400% |  | 2019
GMP | Bethel | Solar | Net-Metering | 7.7 | Active | 4365800% |  | 2019
GMP | Chester | Solar | Net-Metering | 11.4 | Active | 4358000% |  | 2019
GMP | Randolph | Solar | Net-Metering | 7.6 | Active | 4359400% |  | 2019
GMP | South Burlington | Solar | Net-Metering | 5 | Active | 4356700% |  | 2019
GMP | Castleton | Solar | Net-Metering | 9.28 | Active | 4367200% |  | 2019
GMP | Barre Town | Solar | Net-Metering | 7.6 | Active | 4355200% |  | 2019
GMP | South Burlington | Solar | Net-Metering | 7.75 | Active | 4356500% |  | 2019
GMP | Essex | Solar | Net-Metering | 6 | Active | 4357100% |  | 2019
GMP | Springfield | Solar | Net-Metering | 500 | Active | 4382500% |  | 2019
GMP | Norwich | Solar | Net-Metering | 7.6 | Active | 4360200% |  | 2019
GMP | Colchester | Solar | Net-Metering | 7.6 | Active | 4363300% |  | 2019
GMP | West Windsor | Solar | Net-Metering | 6 | Active | 4357000% |  | 2019
GMP | Williston | Solar | Net-Metering | 14.4 | Active | 4367200% |  | 2019
GMP | Castleton | Solar | Net-Metering | 5 | Active | 4371200% |  | 2019
GMP | Windsor | Solar | Net-Metering | 10 | Active | 4357900% |  | 2019
GMP | Underhill | Solar | Net-Metering | 7.6 | Active | 4355300% |  | 2019
GMP | Waterford | Solar | Net-Metering | 7.6 | Active | 4370700% |  | 2019
GMP | Cambridge | Solar | Net-Metering | 10 | Active | 4366300% |  | 2019
GMP | Cambridge | Solar | Net-Metering | 7.6 | Active | 4366200% |  | 2019
GMP | Woodstock | Solar | Net-Metering | 5 | Active | 4358000% |  | 2019
GMP | Manchester | Solar | Net-Metering | 13.6 | Active | 4383900% |  | 2020
GMP | Tunbridge | Solar | Net-Metering | 10 | Active | 4357700% |  | 2019
GMP | Bristol | Solar | Net-Metering | 74.4 | Active | 4378300% |  | 2019
GMP | Royalton | Solar | Net-Metering | 6 | Active | 4358000% |  | 2019
GMP | Bethel | Solar | Net-Metering | 10 | Active | 4358700% |  | 2019
GMP | Springfield | Solar | Net-Metering | 11.4 | Active | 4357400% |  | 2019
GMP | Fairfax | Solar | Net-Metering | 7.7 | Active | 4358400% |  | 2019
GMP | Springfield | Solar | Net-Metering | 8.32 | Active | 4357900% |  | 2019
GMP | Georgia | Solar | Net-Metering | 6.9 | Active | 4367000% |  | 2019
GMP | Shelburne | Solar | Net-Metering | 3.4 | Active | 4356300% |  | 2019
GMP | Addison | Solar | Net-Metering | 5 | Active | 4357400% |  | 2019
GMP | Braintree | Solar | Net-Metering | 6 | Active | 4369600% |  | 2019
GMP | Shelburne | Solar | Net-Metering | 10 | Active | 4355700% |  | 2019
GMP | Shaftsbury | Solar | Net-Metering | 150 | Active | 4394300% |  | 2020
GMP | Westford | Solar | Net-Metering | 7.08 | Active | 4360200% |  | 2019
GMP | Brattleboro | Solar | Net-Metering | 7.6 | Active | 4359300% |  | 2019
GMP | Townshend | Solar | Net-Metering | 7.6 | Active | 4362300% |  | 2019
GMP | Vergennes | Solar | Net-Metering | 10 | Active | 4357800% |  | 2019
GMP | Barnet | Solar | Net-Metering | 13.6 | Active | 4372800% |  | 2019
GMP | West Windsor | Solar | Net-Metering | 8.96 | Active | 4358700% |  | 2019
GMP | Salisbury | Solar | Net-Metering | 11.4 | Active | 4361500% |  | 2019
GMP | Montpelier | Solar | Net-Metering | 7.6 | Active | 4361900% |  | 2019
GMP | Clarendon | Solar | Net-Metering | 500 | Active | 4453000% |  | 2021
GMP | Shelburne | Solar | Net-Metering | 10 | Active | 4358800% |  | 2019
GMP | Williston | Solar | Net-Metering | 7.6 | Active | 4356000% |  | 2019
GMP | Shelburne | Solar | Net-Metering | 6 | Active | 4356000% |  | 2019
GMP | Richmond | Solar | Net-Metering | 3.8 | Active | 4355800% |  | 2019
GMP | Strafford | Solar | Net-Metering | 6 | Active | 4357800% |  | 2019
GMP | Poultney | Solar | Net-Metering | 5.44 | Active | 4367900% |  | 2019
GMP | Dorset | Solar | Net-Metering | 5.76 | Active | 4370400% |  | 2019
GMP | Georgia | Solar | Net-Metering | 3 | Active | 4361400% |  | 2019
GMP | Milton | Solar | Net-Metering | 10 | Active | 4371200% |  | 2019
GMP | Jericho | Solar | Net-Metering | 6 | Active | 4355900% |  | 2019
GMP | Cornwall | Solar | Net-Metering | 7.6 | Active | 4356000% |  | 2019
GMP | Manchester | Solar | Net-Metering | 15 | Active | 4369300% |  | 2019
GMP | Hinesburg | Solar | Net-Metering | 7.97 | Active | 4374700% |  | 2019
GMP | Pawlet | Solar | Net-Metering | 7.04 | Active | 4370400% |  | 2019
GMP | Rupert | Solar | Net-Metering | 4.48 | Active | 4373900% |  | 2019
GMP | Manchester | Solar | Net-Metering | 7.68 | Active | 4359200% |  | 2019
GMP | Manchester | Solar | Net-Metering | 6 | Active | 4359400% |  | 2019
GMP | Montpelier | Solar | Net-Metering | 10 | Active | 4362300% |  | 2019
GMP | Landgrove | Solar | Net-Metering | 7.6 | Active | 4371900% |  | 2019
GMP | Ryegate | Solar | Net-Metering | 14.4 | Active | 4366900% |  | 2019
GMP | Randolph | Solar | Net-Metering | 3 | Active | 4369200% |  | 2019
GMP | Williston | Solar | Net-Metering | 43.2 | Active | 4366300% |  | 2019
GMP | Shaftsbury | Solar | Net-Metering | 24 | Active | 4370300% |  | 2019
GMP | Monkton | Solar | Net-Metering | 10 | Active | 4358700% |  | 2019
GMP | Shoreham | Solar | Net-Metering | 11.4 | Active | 4359300% |  | 2019
GMP | Searsburg | Solar | Net-Metering | 13.8 | Active | 4383300% |  | 2020
GMP | Manchester | Solar | Net-Metering | 6 | Active | 4374100% |  | 2019
GMP | Weathersfield | Solar | Net-Metering | 5 | Active | 4359100% |  | 2019
GMP | Shelburne | Solar | Net-Metering | 7.6 | Active | 4363400% |  | 2019
GMP | Underhill | Solar | Net-Metering | 3.8 | Active | 4357100% |  | 2019
GMP | Charlotte | Solar | Net-Metering | 14.46 | Active | 4356700% |  | 2019
GMP | Middlebury | Solar | Net-Metering | 4.32 | Active | 4358800% |  | 2019
GMP | Rochester | Solar | Net-Metering | 7.7 | Active | 4360000% |  | 2019
GMP | Essex | Solar | Net-Metering | 6 | Active | 4357800% |  | 2019
GMP | Middlebury | Solar | Net-Metering | 3.8 | Active | 4356700% |  | 2019
GMP | Barre Town | Solar | Net-Metering | 5 | Active | 4364000% |  | 2019
GMP | Jericho | Solar | Net-Metering | 5 | Active | 4357400% |  | 2019
GMP | Springfield | Solar | Net-Metering | 7.6 | Active | 4357300% |  | 2019
GMP | Colchester | Solar | Net-Metering | 11.8 | Active | 4358600% |  | 2019
GMP | Montpelier | Solar | Net-Metering | 10 | Active | 4357400% |  | 2019
GMP | Norwich | Solar | Net-Metering | 5.61 | Active | 4364200% |  | 2019
GMP | Danville | Solar | Net-Metering | 5 | Active | 4358800% |  | 2019
GMP | Williston | Solar | Net-Metering | 10 | Active | 4358800% |  | 2019
GMP | Colchester | Solar | Net-Metering | 5 | Active | 4373200% |  | 2019
GMP | Milton | Solar | Net-Metering | 7.6 | Active | 4359100% |  | 2019
GMP | Williston | Solar | Net-Metering | 15 | Active | 4367600% |  | 2019
GMP | Jericho | Solar | Net-Metering | 5 | Active | 4357400% |  | 2019
GMP | Warren | Solar | Net-Metering | 8 | Active | 4360200% |  | 2019
GMP | Whiting | Solar | Net-Metering | 7.6 | Active | 4369200% |  | 2019
GMP | Hinesburg | Solar | Net-Metering | 5 | Active | 4376000% |  | 2019
GMP | Ferrisburgh | Solar | Net-Metering | 12.6 | Active | 4358600% |  | 2019
GMP | Bethel | Solar | Net-Metering | 11.4 | Active | 4364900% |  | 2019
GMP | Barnet | Solar | Net-Metering | 6 | Active | 4362300% |  | 2019
GMP | Pawlet | Solar | Net-Metering | 13.68 | Active | 4360800% |  | 2019
GMP | Georgia | Solar | Net-Metering | 10 | Active | 4361400% |  | 2019
GMP | Barre Town | Solar | Net-Metering | 3 | Active | 4375500% |  | 2019
GMP | Barre Town | Solar | Net-Metering | 3.8 | Active | 4375500% |  | 2019
GMP | Pomfret | Solar | Net-Metering | 7.6 | Active | 4359300% |  | 2019
GMP | Arlington | Solar | Net-Metering | 7.83 | Active | 4360600% |  | 2019
GMP | Middlebury | Solar | Net-Metering | 6 | Active | 4360200% |  | 2019
GMP | Royalton | Solar | Net-Metering | 10 | Active | 4361900% |  | 2019
GMP | Waterbury | Solar | Net-Metering | 3.8 | Active | 4357300% |  | 2019
GMP | Westford | Solar | Net-Metering | 3.54 | Active | 4362200% |  | 2019
GMP | Essex Junction | Solar | Net-Metering | 8.26 | Active | 4359300% |  | 2019
GMP | Sharon | Solar | Net-Metering | 11.4 | Active | 4361900% |  | 2019
GMP | Williston | Solar | Net-Metering | 6 | Active | 4357800% |  | 2019
GMP | Charlotte | Solar | Net-Metering | 14.7 | Active | 4403200% |  | 2020
GMP | Berlin | Solar | Net-Metering | 7.6 | Active | 4362900% |  | 2019
GMP | Washington | Solar | Net-Metering | 7.6 | Active | 4361500% |  | 2019
GMP | Bennington | Solar | Net-Metering | 6 | Active | 4369600% |  | 2019
GMP | Londonderry | Solar | Net-Metering | 15 | Active | 4361500% |  | 2019
GMP | Randolph | Solar | Net-Metering | 10 | Active | 4372100% |  | 2019
GMP | St. Albans City | Solar | Net-Metering | 500 | Active | 4417500% |  | 2020
GMP | Waitsfield | Solar | Net-Metering | 40 | Active | 4381700% |  | 2019
GMP | Fairfax | Solar | Net-Metering | 20 | Active | 4363700% |  | 2019
GMP | Wallingford | Solar | Net-Metering | 6 | Active | 4358400% |  | 2019
GMP | Milton | Solar | Net-Metering | 7.6 | Active | 4363000% |  | 2019
GMP | Newbury | Solar | Net-Metering | 13.7 | Active | 4372800% |  | 2019
GMP | Wallingford | Solar | Net-Metering | 7.92 | Active | 4360900% |  | 2019
GMP | Essex | Solar | Net-Metering | 6 | Active | 4360200% |  | 2019
GMP | Duxbury | Solar | Net-Metering | 5 | Active | 4362700% |  | 2019
GMP | Richmond | Solar | Net-Metering | 10 | Active | 4362900% |  | 2019
GMP | Shrewsbury | Solar | Net-Metering | 3.5 | Active | 4394300% |  | 2020
GMP | Westford | Solar | Net-Metering | 7.6 | Active | 4369200% |  | 2019
GMP | Wells | Solar | Net-Metering | 10 | Active | 4367200% |  | 2019
GMP | Bristol | Solar | Net-Metering | 7.6 | Active | 4358800% |  | 2019
GMP | Colchester | Solar | Net-Metering | 6 | Active | 4358700% |  | 2019
GMP | West Rutland | Solar | Net-Metering | 10 | Active | 4369300% |  | 2019
GMP | Waterbury | Solar | Net-Metering | 8.32 | Active | 4361500% |  | 2019
GMP | St. Albans City | Solar | Net-Metering | 9.6 | Active | 4358400% |  | 2019
GMP | Bennington | Solar | Net-Metering | 6 | Active | 4368400% |  | 2019
GMP | Orwell | Solar | Net-Metering | 7.6 | Active | 4358800% |  | 2019
GMP | Shaftsbury | Solar | Net-Metering | 6 | Active | 4368200% |  | 2019
GMP | Hinesburg | Solar | Net-Metering | 14.75 | Active | 4380400% |  | 2019
GMP | Waterbury | Solar | Net-Metering | 7.6 | Active | 4363400% |  | 2019
GMP | Bristol | Solar | Net-Metering | 7.6 | Active | 4359500% |  | 2019
GMP | Concord | Solar | Net-Metering | 7.6 | Active | 4358400% |  | 2019
GMP | Norwich | Solar | Net-Metering | 7.6 | Active | 4362900% |  | 2019
GMP | Charlotte | Solar | Net-Metering | 15 | Active | 4358800% |  | 2019
GMP | Newbury | Solar | Net-Metering | 6 | Active | 4366100% |  | 2019
GMP | Manchester | Solar | Net-Metering | 5.76 | Active | 4373100% |  | 2019
GMP | Colchester | Solar | Net-Metering | 12.8 | Active | 4374600% |  | 2019
GMP | Shelburne | Solar | Net-Metering | 500 | Active | 4417900% |  | 2020
GMP | Wells | Solar | Net-Metering | 11.4 | Active | 4365600% |  | 2019
GMP | St. Albans Town | Solar | Net-Metering | 10 | Active | 4358800% |  | 2019
GMP | Bristol | Solar | Net-Metering | 11.68 | Active | 4390300% |  | 2020
GMP | Ferrisburgh | Solar | Net-Metering | 7.6 | Active | 4360100% |  | 2019
GMP | Barnet | Solar | Net-Metering | 500 | Active | 4410900% |  | 2020
GMP | Starksboro | Solar | Net-Metering | 5 | Active | 4367000% |  | 2019
GMP | Charlotte | Solar | Net-Metering | 11.4 | Active | 4374700% |  | 2019
GMP | Georgia | Solar | Net-Metering | 3.8 | Active | 4359100% |  | 2019
GMP | Castleton | Solar | Net-Metering | 3.8 | Active | 4370700% |  | 2019
GMP | Sharon | Solar | Net-Metering | 6 | Active | 4361900% |  | 2019
GMP | Concord | Solar | Net-Metering | 5 | Active | 4362300% |  | 2019
GMP | Weathersfield | Solar | Net-Metering | 7.6 | Active | 4363600% |  | 2019
GMP | Colchester | Solar | Net-Metering | 5.61 | Active | 4361900% |  | 2019
GMP | East Montpelier | Solar | Net-Metering | 8.85 | Active | 4367800% |  | 2019
GMP | Orwell | Solar | Net-Metering | 6 | Active | 4358800% |  | 2019
GMP | Sudbury | Solar | Net-Metering | 5 | Active | 4366800% |  | 2019
GMP | Marlboro | Solar | Net-Metering | 7.7 | Active | 4360900% |  | 2019
GMP | Springfield | Solar | Net-Metering | 5 | Active | 4361500% |  | 2019
GMP | Shoreham | Solar | Net-Metering | 10 | Active | 4366100% |  | 2019
GMP | Fayston | Solar | Net-Metering | 10.3 | Active | 4364800% |  | 2019
GMP | Pittsford | Solar | Net-Metering | 14.4 | Active | 4363700% |  | 2019
GMP | Hartland | Solar | Net-Metering | 5 | Active | 4362700% |  | 2019
GMP | Montpelier | Solar | Net-Metering | 5 | Active | 4363700% |  | 2019
GMP | Bethel | Solar | Net-Metering | 2.03 | Active | 4357700% |  | 2019
GMP | South Burlington | Solar | Net-Metering | 66.6 | Active | 4378200% |  | 2019
GMP | Shelburne | Solar | Net-Metering | 7.6 | Active | 4367900% |  | 2019
GMP | Bradford | Solar | Net-Metering | 7.35 | Active | 4390700% |  | 2020
GMP | Putney | Solar | Net-Metering | 3.8 | Active | 4362000% |  | 2019
GMP | South Burlington | Solar | Net-Metering | 11.4 | Active | 4363400% |  | 2019
GMP | Bethel | Solar | Net-Metering | 5 | Active | 4362600% |  | 2019
GMP | Randolph | Solar | Net-Metering | 10 | Active | 4369600% |  | 2019
GMP | Essex | Solar | Net-Metering | 5 | Active | 4365600% |  | 2019
GMP | Barre City | Solar | Net-Metering | 5 | Active | 4362100% |  | 2019
GMP | West Rutland | Solar | Net-Metering | 8.32 | Active | 4360900% |  | 2019
GMP | Strafford | Solar | Net-Metering | 5 | Active | 4364800% |  | 2019
GMP | South Burlington | Solar | Net-Metering | 78 | Active | 4415800% |  | 2020
GMP | Winooski | Solar | Net-Metering | 133.2 | Active | 4369100% |  | 2019
GMP | Bethel | Solar | Net-Metering | 5 | Active | 4363000% |  | 2019
GMP | St. Johnsbury | Solar | Net-Metering | 5 | Active | 4359800% |  | 2019
GMP | Royalton | Solar | Net-Metering | 7 | Active | 4367500% |  | 2019
GMP | Rutland City | Solar | Net-Metering | 5 | Active | 4361400% |  | 2019
GMP | Hartford | Solar | Net-Metering | 7.6 | Active | 4368400% |  | 2019
GMP | Warren | Solar | Net-Metering | 10.6 | Active | 4408200% |  | 2020
GMP | Danville | Solar | Net-Metering | 10 | Active | 4360800% |  | 2019
GMP | Worcester | Solar | Net-Metering | 7.6 | Active | 4366200% |  | 2019
GMP | Dummerston | Solar | Net-Metering | 7.6 | Active | 4361400% |  | 2019
GMP | Hartland | Solar | Net-Metering | 3 | Active | 4361500% |  | 2019
GMP | Cornwall | Solar | Net-Metering | 6 | Active | 4371900% |  | 2019
GMP | South Burlington | Solar | Net-Metering | 11.4 | Active | 4372000% |  | 2019
GMP | Panton | Solar | Net-Metering | 10 | Active | 4361500% |  | 2019
GMP | Shelburne | Solar | Net-Metering | 7.6 | Active | 4360000% |  | 2019
GMP | Shaftsbury | Solar | Net-Metering | 500 | Active | 4434100% |  | 2021
GMP | Pittsford | Solar | Net-Metering | 5 | Active | 4363700% |  | 2019
GMP | Bennington | Solar | Net-Metering | 3.8 | Active | 4362600% |  | 2019
GMP | Waterbury | Solar | Net-Metering | 5 | Active | 4360200% |  | 2019
GMP | Brandon | Solar | Net-Metering | 2.25 | Active | 4362700% |  | 2019
GMP | Middlebury | Solar | Net-Metering | 10 | Active | 4369200% |  | 2019
GMP | Brattleboro | Solar | Net-Metering | 5 | Active | 4365800% |  | 2019
GMP | Fairfax | Solar | Net-Metering | 6 | Active | 4362000% |  | 2019
GMP | Pawlet | Solar | Net-Metering | 15 | Active | 4376100% |  | 2019
GMP | Waltham | Solar | Net-Metering | 15 | Active | 4358700% |  | 2019
GMP | Shelburne | Solar | Net-Metering | 10.56 | Active | 4365700% |  | 2019
GMP | Barre Town | Solar | Net-Metering | 3.8 | Active | 4360700% |  | 2019
GMP | Hinesburg | Solar | Net-Metering | 7.6 | Active | 4361900% |  | 2019
GMP | Rockingham | Solar | Net-Metering | 4 | Active | 4363000% |  | 2019
GMP | Bethel | Solar | Net-Metering | 5 | Active | 4362600% |  | 2019
GMP | Thetford | Solar | Net-Metering | 7.6 | Active | 4371200% |  | 2019
GMP | Bristol | Solar | Net-Metering | 1.45 | Active | 4363700% |  | 2019
GMP | Landgrove | Solar | Net-Metering | 6.08 | Active | 4360800% |  | 2019
GMP | Manchester | Solar | Net-Metering | 7.04 | Active | 4373400% |  | 2019
GMP | Arlington | Solar | Net-Metering | 7.83 | Active | 4368500% |  | 2019
GMP | Williston | Solar | Net-Metering | 7.6 | Active | 4361500% |  | 2019
GMP | Bennington | Solar | Net-Metering | 7.6 | Active | 4363600% |  | 2019
GMP | Fairfax | Solar | Net-Metering | 5 | Active | 4363700% |  | 2019
GMP | Rutland City | Solar | Net-Metering | 5 | Active | 4363300% |  | 2019
GMP | Shelburne | Solar | Net-Metering | 45.6 | Active | 4372600% |  | 2019
GMP | Winooski | Solar | Net-Metering | 7.93 | Active | 4362100% |  | 2019
GMP | West Rutland | Solar | Net-Metering | 15 | Active | 4364200% |  | 2019
GMP | Pownal | Solar | Net-Metering | 5 | Active | 4376300% |  | 2019
GMP | Stamford | Solar | Net-Metering | 11.4 | Active | 4371200% |  | 2019
GMP | Williston | Solar | Net-Metering | 7.6 | Active | 4361500% |  | 2019
GMP | Weybridge | Solar | Net-Metering | 10 | Active | 4362200% |  | 2019
GMP | Arlington | Solar | Net-Metering | 8.7 | Active | 4380200% |  | 2019
GMP | West Rutland | Solar | Net-Metering | 7.6 | Active | 4363600% |  | 2019
GMP | Guilford | Solar | Net-Metering | 7.6 | Active | 4361400% |  | 2019
GMP | Vernon | Solar | Net-Metering | 10 | Active | 4366200% |  | 2019
GMP | Guilford | Solar | Net-Metering | 7.7 | Active | 4364200% |  | 2019
GMP | Rutland Town | Solar | Net-Metering | 150 | Active | 4376600% |  | 2019
GMP | Weston | Solar | Net-Metering | 13.6 | Active | 4366400% |  | 2019
GMP | Bristol | Solar | Net-Metering | 150 | Active | 4402800% |  | 2020
GMP | Waterbury | Solar | Net-Metering | 2.65 | Active | 4362200% |  | 2019
GMP | Hinesburg | Solar | Net-Metering | 14.75 | Active | 4365100% |  | 2019
GMP | Rochester | Solar | Net-Metering | 7.6 | Active | 4373200% |  | 2019
GMP | Richmond | Solar | Net-Metering | 7.08 | Active | 4364800% |  | 2019
GMP | Bethel | Solar | Net-Metering | 10 | Active | 4364700% |  | 2019
GMP | Barre City | Solar | Net-Metering | 5.31 | Active | 4363600% |  | 2019
GMP | Rochester | Solar | Net-Metering | 8.26 | Active | 4362300% |  | 2019
GMP | Wallingford | Solar | Net-Metering | 10 | Active | 4363700% |  | 2019
GMP | Georgia | Solar | Net-Metering | 7.6 | Active | 4363000% |  | 2019
GMP | St. Albans City | Solar | Net-Metering | 5 | Active | 4365800% |  | 2019
GMP | Charlotte | Solar | Net-Metering | 10.6 | Active | 4360700% |  | 2019
GMP | Warren | Solar | Net-Metering | 133.2 | Active | 4418100% |  | 2020
GMP | St. Johnsbury | Solar | Net-Metering | 5 | Active | 4371400% |  | 2019
GMP | Rochester | Solar | Net-Metering | 15 | Active | 4375600% |  | 2019
GMP | South Burlington | Solar | Net-Metering | 7.6 | Active | 4365800% |  | 2019
GMP | Springfield | Solar | Net-Metering | 3 | Active | 4363600% |  | 2019
GMP | West Rutland | Solar | Net-Metering | 11.4 | Active | 4364700% |  | 2019
GMP | Rutland City | Solar | Net-Metering | 3.8 | Active | 4363700% |  | 2019
GMP | Putney | Solar | Net-Metering | 6 | Active | 4364000% |  | 2019
GMP | Ryegate | Solar | Net-Metering | 5.31 | Active | 4365800% |  | 2019
GMP | East Montpelier | Solar | Net-Metering | 5 | Active | 4361400% |  | 2019
GMP | Norwich | Solar | Net-Metering | 7.6 | Active | 4362600% |  | 2019
GMP | Ryegate | Solar | Net-Metering | 11.31 | Active | 4369300% |  | 2019
GMP | Fletcher | Solar | Net-Metering | 10 | Active | 4362100% |  | 2019
GMP | Essex Junction | Solar | Net-Metering | 8 | Active | 4378700% |  | 2019
GMP | South Burlington | Solar | Net-Metering | 5 | Active | 4362200% |  | 2019
GMP | Jericho | Solar | Net-Metering | 3 | Active | 4362200% |  | 2019
GMP | South Burlington | Solar | Net-Metering | 10 | Active | 4395600% |  | 2020
GMP | Guilford | Solar | Net-Metering | 7.6 | Active | 4399800% |  | 2020
GMP | Thetford | Solar | Net-Metering | 5 | Active | 4366800% |  | 2019
GMP | Royalton | Solar | Net-Metering | 6 | Active | 4364400% |  | 2019
GMP | Guildhall | Solar | Net-Metering | 13.6 | Active | 4369100% |  | 2019
GMP | Berlin | Solar | Net-Metering | 4 | Active | 4362600% |  | 2019
GMP | Lincoln | Solar | Net-Metering | 5 | Active | 4370500% |  | 2019
GMP | Benson | Solar | Net-Metering | 8.41 | Active | 4362100% |  | 2019
GMP | Middlebury | Solar | Net-Metering | 7.2 | Active | 4361500% |  | 2019
GMP | Bristol | Solar | Net-Metering | 2.88 | Active | 4364700% |  | 2019
GMP | Addison | Solar | Net-Metering | 8.85 | Active | 4373100% |  | 2019
GMP | Shelburne | Solar | Net-Metering | 7.6 | Active | 4362100% |  | 2019
GMP | Strafford | Solar | Net-Metering | 15.2 | Active | 4366800% |  | 2019
GMP | Peru | Solar | Net-Metering | 500 | Active | 4453900% |  | 2021
GMP | Wallingford | Solar | Net-Metering | 10 | Active | 4373200% |  | 2019
GMP | Pomfret | Solar | Net-Metering | 7.92 | Active | 4365800% |  | 2019
GMP | Barre City | Solar | Net-Metering | 7.6 | Active | 4362000% |  | 2019
GMP | Jericho | Solar | Net-Metering | 7.6 | Active | 4364200% |  | 2019
GMP | Springfield | Solar | Net-Metering | 11.4 | Active | 4363300% |  | 2019
GMP | Randolph | Solar | Net-Metering | 12 | Active | 4371300% |  | 2019
GMP | Braintree | Solar | Net-Metering | 3 | Active | 4377400% |  | 2019
GMP | Shaftsbury | Solar | Net-Metering | 7.6 | Active | 4374000% |  | 2019
GMP | Charlotte | Solar | Net-Metering | 10 | Active | 4381800% |  | 2019
GMP | Clarendon | Solar | Net-Metering | 14.4 | Active | 4362900% |  | 2019
GMP | Underhill | Solar | Net-Metering | 11.4 | Active | 4366400% |  | 2019
GMP | Essex Junction | Solar | Net-Metering | 3 | Active | 4363700% |  | 2019
GMP | Woodstock | Solar | Net-Metering | 5 | Active | 4366400% |  | 2019
GMP | Rutland City | Solar | Net-Metering | 10 | Active | 4362200% |  | 2019
GMP | South Burlington | Solar | Net-Metering | 10 | Active | 4362200% |  | 2019
GMP | Shelburne | Solar | Net-Metering | 10 | Active | 4378900% |  | 2019
GMP | Danville | Solar | Net-Metering | 7.6 | Active | 4411800% |  | 2020
GMP | Shelburne | Solar | Net-Metering | 7.6 | Active | 4362900% |  | 2019
GMP | Milton | Solar | Net-Metering | 10 | Active | 4376300% |  | 2019
GMP | West Windsor | Solar | Net-Metering | 4.48 | Active | 4362000% |  | 2019
GMP | Ferrisburgh | Solar | Net-Metering | 15 | Active | 4363500% |  | 2019
GMP | Westminster | Solar | Net-Metering | 7.7 | Active | 4369800% |  | 2019
GMP | Barnard | Solar | Net-Metering | 6 | Active | 4363300% |  | 2019
GMP | Milton | Solar | Net-Metering | 10 | Active | 4373300% |  | 2019
GMP | Essex | Solar | Net-Metering | 3.8 | Active | 4363500% |  | 2019
GMP | Norwich | Solar | Net-Metering | 6 | Active | 4366900% |  | 2019
GMP | Charlotte | Solar | Net-Metering | 12 | Active | 4365700% |  | 2019
GMP | Middlebury | Solar | Net-Metering | 4.8 | Active | 4363500% |  | 2019
GMP | Windham | Solar | Net-Metering | 7.6 | Active | 4374200% |  | 2019
GMP | Essex | Solar | Net-Metering | 6 | Active | 4363500% |  | 2019
GMP | Hartford | Solar | Net-Metering | 5 | Active | 4365100% |  | 2019
GMP | Castleton | Solar | Net-Metering | 12.8 | Active | 4367700% |  | 2019
GMP | Monkton | Solar | Net-Metering | 5 | Active | 4363700% |  | 2019
GMP | Ferrisburgh | Solar | Net-Metering | 7.6 | Active | 4365700% |  | 2019
GMP | Essex Junction | Solar | Net-Metering | 11.4 | Active | 4363400% |  | 2019
GMP | Putney | Solar | Net-Metering | 15 | Active | 4378200% |  | 2019
GMP | Bristol | Solar | Net-Metering | 5.31 | Active | 4363700% |  | 2019
GMP | Westminster | Solar | Net-Metering | 2.5 | Active | 4364900% |  | 2019
GMP | Barnard | Solar | Net-Metering | 5 | Active | 4365600% |  | 2019
GMP | Mendon | Solar | Net-Metering | 2.88 | Active | 4362800% |  | 2019
GMP | Bethel | Solar | Net-Metering | 11.4 | Active | 4370600% |  | 2019
GMP | Bakersfield | Solar | Net-Metering | 11.4 | Active | 4365400% |  | 2019
GMP | Barre Town | Solar | Net-Metering | 10 | Active | 4374100% |  | 2019
GMP | Lincoln | Solar | Net-Metering | 8 | Active | 4369100% |  | 2019
GMP | Montpelier | Solar | Net-Metering | 4 | Active | 4363500% |  | 2019
GMP | Mount Holly | Solar | Net-Metering | 10 | Active | 4364700% |  | 2019
GMP | Benson | Solar | Net-Metering | 10 | Active | 4364400% |  | 2019
GMP | Richmond | Solar | Net-Metering | 5 | Active | 4371200% |  | 2019
GMP | Milton | Solar | Net-Metering | 7.6 | Active | 4369300% |  | 2019
GMP | Ferrisburgh | Solar | Net-Metering | 3.8 | Active | 4365100% |  | 2019
GMP | Rutland Town | Solar | Net-Metering | 7.68 | Active | 4363500% |  | 2019
GMP | Duxbury | Solar | Net-Metering | 3.8 | Active | 4363500% |  | 2019
GMP | Rutland City | Solar | Net-Metering | 500 | Active | 4416800% |  | 2020
GMP | Hartford | Solar | Net-Metering | 6 | Active | 4366300% |  | 2019
GMP | Shelburne | Solar | Net-Metering | 7.6 | Active | 4367900% |  | 2019
GMP | Colchester | Solar | Net-Metering | 500 | Active | 4418700% |  | 2020
GMP | Chittenden | Solar | Net-Metering | 3.84 | Active | 4362200% |  | 2019
GMP | St. Albans City | Solar | Net-Metering | 5 | Active | 4366400% |  | 2019
GMP | Colchester | Solar | Net-Metering | 19.14 | Active | 4364800% |  | 2019
GMP | Essex | Solar | Net-Metering | 7.6 | Active | 4363600% |  | 2019
GMP | Brookfield | Solar | Net-Metering | 15.2 | Active | 4375900% |  | 2019
GMP | Plainfield | Solar | Net-Metering | 15 | Active | 4364400% |  | 2019
GMP | Rochester | Solar | Net-Metering | 10 | Active | 4366400% |  | 2019
GMP | Killington | Solar | Net-Metering | 3 | Active | 4364700% |  | 2019
GMP | Mount Holly | Solar | Net-Metering | 8.96 | Active | 4364700% |  | 2019
GMP | Bennington | Solar | Net-Metering | 150 | Active | 4399300% |  | 2020
GMP | Manchester | Solar | Net-Metering | 10 | Active | 4372500% |  | 2019
GMP | Rutland City | Solar | Net-Metering | 4.48 | Active | 4363500% |  | 2019
GMP | Dorset | Solar | Net-Metering | 4.06 | Active | 4369000% |  | 2019
GMP | Milton | Solar | Net-Metering | 150 | Active | 4375300% |  | 2019
GMP | Peacham | Solar | Net-Metering | 10 | Active | 4370700% |  | 2019
GMP | New Haven | Solar | Net-Metering | 7.2 | Active | 4366500% |  | 2019
GMP | Bennington | Solar | Net-Metering | 100 | Active | 4441400% |  | 2021
GMP | Rockingham | Solar | Net-Metering | 144 | Active | 4441300% |  | 2021
GMP | Shrewsbury | Solar | Net-Metering | 6 | Active | 4369000% |  | 2019
GMP | Bethel | Solar | Net-Metering | 5 | Active | 4367900% |  | 2019
GMP | Hartland | Solar | Net-Metering | 6 | Active | 4406400% |  | 2020
GMP | Brandon | Solar | Net-Metering | 10.56 | Active | 4364000% |  | 2019
GMP | Townshend | Solar | Net-Metering | 10 | Active | 4370600% |  | 2019
GMP | Westminster | Solar | Net-Metering | 7 | Active | 4366200% |  | 2019
GMP | Rutland City | Solar | Net-Metering | 14.4 | Active | 4362800% |  | 2019
GMP | Guilford | Solar | Net-Metering | 11.4 | Active | 4366400% |  | 2019
GMP | Mount Holly | Solar | Net-Metering | 5 | Active | 4366800% |  | 2019
GMP | Springfield | Solar | Net-Metering | 14.4 | Active | 4379000% |  | 2019
GMP | Rutland Town | Solar | Net-Metering | 33.3 | Active | 4366900% |  | 2019
GMP | Brattleboro | Solar | Net-Metering | 20 | Active | 4379400% |  | 2019
GMP | Waitsfield | Solar | Net-Metering | 15 | Active | 4379000% |  | 2019
GMP | Bennington | Solar | Net-Metering | 150 | Active | 4376300% |  | 2019
GMP | Pittsford | Solar | Net-Metering | 33.3 | Active | 4372200% |  | 2019
GMP | Jericho | Solar | Net-Metering | 7.6 | Active | 4371100% |  | 2019
GMP | Pittsford | Solar | Net-Metering | 15.2 | Active | 4371300% |  | 2019
GMP | Montpelier | Solar | Net-Metering | 40 | Active | 4373800% |  | 2019
GMP | Rutland Town | Solar | Net-Metering | 50 | Active | 4382200% |  | 2019
GMP | Cornwall | Solar | Net-Metering | 26 | Active | 4367800% |  | 2019
GMP | Charlotte | Solar | Net-Metering | 15.2 | Active | 4373400% |  | 2019
GMP | Plainfield | Solar | Net-Metering | 5 | Active | 4367800% |  | 2019
GMP | Cavendish | Solar | Net-Metering | 14.4 | Active | 4412300% |  | 2020
GMP | Georgia | Solar | Net-Metering | 10 | Active | 4367000% |  | 2019
GMP | Hancock | Solar | Net-Metering | 3 | Active | 4367900% |  | 2019
GMP | Waitsfield | Solar | Net-Metering | 7.6 | Active | 4409200% |  | 2020
GMP | Windsor | Solar | Net-Metering | 5 | Active | 4365600% |  | 2019
GMP | Monkton | Solar | Net-Metering | 7.6 | Active | 4374000% |  | 2019
GMP | Richmond | Solar | Net-Metering | 10 | Active | 4365600% |  | 2019
GMP | Essex Junction | Solar | Net-Metering | 11.4 | Active | 4365800% |  | 2019
GMP | Warren | Solar | Net-Metering | 10 | Active | 4407400% |  | 2020
GMP | St. Johnsbury | Solar | Net-Metering | 10 | Active | 4380800% |  | 2019
GMP | Weathersfield | Solar | Net-Metering | 500 | Active | 4466600% |  | 2022
VPPSA | Morristown | Solar | Standard Offer | 103 | Active | 4245200% |  | 2016
GMP | Stamford | Solar | Net-Metering | 150 | Active | 4406700% |  | 2020
GMP | Richmond | Solar | Net-Metering | 15.2 | Active | 4378700% |  | 2019
GMP | Shelburne | Solar | Net-Metering | 5.61 | Active | 4372000% |  | 2019
GMP | Starksboro | Solar | Net-Metering | 3.8 | Active | 4416000% |  | 2020
GMP | Moretown | Solar | Net-Metering | 10 | Active | 4372400% |  | 2019
GMP | Richmond | Solar | Net-Metering | 3.8 | Active | 4367900% |  | 2019
GMP | Rockingham | Solar | Net-Metering | 8.4 | Active | 4368300% |  | 2019
GMP | Milton | Solar | Net-Metering | 3 | Active | 4369800% |  | 2019
GMP | Weathersfield | Solar | Net-Metering | 10 | Active | 4368200% |  | 2019
GMP | Sheldon | Solar | Net-Metering | 5 | Active | 4365800% |  | 2019
GMP | Hinesburg | Solar | Net-Metering | 6 | Active | 4364100% |  | 2019
GMP | Windsor | Solar | Net-Metering | 12.39 | Active | 4366300% |  | 2019
GMP | Poultney | Solar | Net-Metering | 11.52 | Active | 4365400% |  | 2019
GMP | Underhill | Solar | Net-Metering | 10 | Active | 4367000% |  | 2019
GMP | St. Johnsbury | Solar | Net-Metering | 5 | Active | 4375500% |  | 2019
GMP | Rutland City | Solar | Net-Metering | 7.6 | Active | 4364400% |  | 2019
GMP | Ripton | Solar | Net-Metering | 13.6 | Active | 4375500% |  | 2019
GMP | Colchester | Solar | Net-Metering | 6 | Active | 4369000% |  | 2019
GMP | St. Albans City | Solar | Net-Metering | 5 | Active | 4367000% |  | 2019
GMP | Manchester | Solar | Net-Metering | 21.44 | Active | 4399900% |  | 2020
GMP | Hinesburg | Solar | Net-Metering | 5 | Active | 4364100% |  | 2019
GMP | Rutland Town | Solar | Net-Metering | 15 | Active | 4365800% |  | 2019
GMP | Manchester | Solar | Net-Metering | 166.6 | Active | 4380000% |  | 2019
GMP | Williston | Solar | Net-Metering | 150 | Active | 4381000% |  | 2019
GMP | Waterbury | Solar | Net-Metering | 3.8 | Active | 4371800% |  | 2019
GMP | Ferrisburgh | Solar | Net-Metering | 10 | Active | 4369700% |  | 2019
GMP | Northfield | Solar | Net-Metering | 11.4 | Active | 4378800% |  | 2019
GMP | Waterbury | Solar | Net-Metering | 150 | Active | 4416500% |  | 2020
GMP | Charlotte | Solar | Net-Metering | 500 | Active | 4381500% |  | 2019
GMP | Montpelier | Solar | Net-Metering | 43.2 | Active | 4372600% |  | 2019
GMP | Westford | Solar | Net-Metering | 3.8 | Active | 4367900% |  | 2019
GMP | Norwich | Solar | Net-Metering | 7.6 | Active | 4367200% |  | 2019
GMP | South Burlington | Solar | Net-Metering | 7.6 | Active | 4366200% |  | 2019
GMP | Huntington | Solar | Net-Metering | 7.6 | Active | 4364100% |  | 2019
GMP | Waterbury | Solar | Net-Metering | 6 | Active | 4364400% |  | 2019
GMP | Concord | Solar | Net-Metering | 7.6 | Active | 4364700% |  | 2019
GMP | Cornwall | Solar | Net-Metering | 10 | Active | 4369200% |  | 2019
GMP | Waterbury | Solar | Net-Metering | 7.6 | Active | 4367200% |  | 2019
GMP | South Burlington | Solar | Net-Metering | 6 | Active | 4371900% |  | 2019
GMP | Georgia | Solar | Net-Metering | 10 | Active | 4365600% |  | 2019
GMP | Essex Junction | Solar | Net-Metering | 7.6 | Active | 4364400% |  | 2019
GMP | Huntington | Solar | Net-Metering | 30 | Active | 4376600% |  | 2019
GMP | Colchester | Solar | Net-Metering | 6 | Active | 4380900% |  | 2019
GMP | Orwell | Solar | Net-Metering | 8.8 | Active | 4418700% |  | 2020
GMP | Benson | Solar | Net-Metering | 15 | Active | 4382600% |  | 2019
GMP | Wallingford | Solar | Net-Metering | 5.31 | Active | 4371200% |  | 2019
GMP | Shaftsbury | Solar | Net-Metering | 5 | Active | 4381600% |  | 2019
GMP | Cavendish | Solar | Net-Metering | 6.25 | Active | 4367000% |  | 2019
GMP | Jericho | Solar | Net-Metering | 7.37 | Active | 4399400% |  | 2020
GMP | Mendon | Solar | Net-Metering | 7.6 | Active | 4370600% |  | 2019
GMP | South Burlington | Solar | Net-Metering | 6 | Active | 4365800% |  | 2019
GMP | Waterbury | Solar | Net-Metering | 11.4 | Active | 4374100% |  | 2019
GMP | Newbury | Solar | Net-Metering | 3.36 | Active | 4367600% |  | 2019
GMP | Jericho | Solar | Net-Metering | 8.85 | Active | 4370000% |  | 2019
GMP | Guilford | Solar | Net-Metering | 7.6 | Active | 4373200% |  | 2019
GMP | Addison | Solar | Net-Metering | 3 | Active | 4371300% |  | 2019
GMP | Cornwall | Solar | Net-Metering | 3.25 | Active | 4376300% |  | 2019
GMP | Strafford | Solar | Net-Metering | 5 | Active | 4369800% |  | 2019
GMP | Sharon | Solar | Net-Metering | 6 | Active | 4367200% |  | 2019
GMP | Bennington | Solar | Net-Metering | 3.8 | Active | 4365700% |  | 2019
GMP | Roxbury | Solar | Net-Metering | 5 | Active | 4371200% |  | 2019
GMP | Randolph | Solar | Net-Metering | 7.6 | Active | 4369600% |  | 2019
GMP | South Burlington | Solar | Net-Metering | 86.4 | Active | 4382600% |  | 2019
GMP | Arlington | Solar | Net-Metering | 11.4 | Active | 4372400% |  | 2019
GMP | Mount Holly | Solar | Net-Metering | 15 | Active | 4406900% |  | 2020
GMP | Thetford | Solar | Net-Metering | 10 | Active | 4371800% |  | 2019
GMP | Jericho | Solar | Net-Metering | 11.4 | Active | 4364700% |  | 2019
GMP | Randolph | Solar | Net-Metering | 6 | Active | 4378300% |  | 2019
GMP | Williston | Solar | Net-Metering | 110 | Active | 4388700% |  | 2020
GMP | Bennington | Solar | Net-Metering | 5 | Active | 4376200% |  | 2019
GMP | Springfield | Solar | Net-Metering | 5 | Active | 4369300% |  | 2019
GMP | St. Albans Town | Solar | Net-Metering | 5 | Active | 4367200% |  | 2019
GMP | Springfield | Solar | Net-Metering | 6 | Active | 4367200% |  | 2019
GMP | Brattleboro | Solar | Net-Metering | 6.75 | Active | 4364100% |  | 2019
GMP | Rutland City | Solar | Other | 50 | Active | 3998800% |  | 2009
GMP | Rutland City | Battery >= 20 KW | Other | 250 | Active | 4419400% |  | 2020
GMP | Hartford | Solar | Net-Metering | 9.19 | Active | 4364700% |  | 2019
GMP | Middlebury | Solar | Net-Metering | 7.8 | Active | 4400500% |  | 2020
GMP | Landgrove | Solar | Net-Metering | 3.8 | Active | 4367200% |  | 2019
GMP | Thetford | Solar | Net-Metering | 6 | Active | 4369100% |  | 2019
GMP | Barnard | Solar | Net-Metering | 7.6 | Active | 4362900% |  | 2019
GMP | Starksboro | Solar | Net-Metering | 6 | Active | 4368400% |  | 2019
GMP | Essex Junction | Solar | Net-Metering | 6.79 | Active | 4365800% |  | 2019
GMP | Fairfax | Solar | Net-Metering | 7.67 | Active | 4372400% |  | 2019
GMP | Rutland Town | Solar | Net-Metering | 12.1 | Active | 4368600% |  | 2019
GMP | Danville | Solar | Net-Metering | 5.9 | Active | 4376900% |  | 2019
GMP | New Haven | Solar | Net-Metering | 7.6 | Active | 4366400% |  | 2019
GMP | Royalton | Solar | Net-Metering | 5 | Active | 4369600% |  | 2019
GMP | Brattleboro | Solar | Net-Metering | 266.6 | Active | 4426600% |  | 2021
GMP | Bethel | Solar | Net-Metering | 7.6 | Active | 4369000% |  | 2019
GMP | Landgrove | Solar | Net-Metering | 50 | Active | 4381800% |  | 2019
GMP | Rupert | Solar | Net-Metering | 15 | Active | 4427300% |  | 2021
GMP | Williston | Solar | Net-Metering | 72 | Active | 4385900% |  | 2020
GMP | South Burlington | Solar | Net-Metering | 43.2 | Active | 4381900% |  | 2019
GMP | Weathersfield | Solar | Net-Metering | 7.25 | Active | 4381900% |  | 2019
GMP | Bradford | Solar | Net-Metering | 7.6 | Active | 4366400% |  | 2019
GMP | Springfield | Solar | Net-Metering | 3.8 | Active | 4365500% |  | 2019
GMP | Arlington | Solar | Net-Metering | 9.73 | Active | 4368500% |  | 2019
GMP | Waitsfield | Solar | Net-Metering | 11.4 | Active | 4408400% |  | 2020
GMP | Hinesburg | Solar | Net-Metering | 10 | Active | 4367900% |  | 2019
GMP | Thetford | Solar | Net-Metering | 6 | Active | 4376300% |  | 2019
GMP | Ripton | Solar | Net-Metering | 5 | Active | 4369700% |  | 2019
GMP | Charlotte | Solar | Net-Metering | 10 | Active | 4368200% |  | 2019
GMP | Strafford | Solar | Net-Metering | 5 | Active | 4368500% |  | 2019
GMP | Brandon | Solar | Net-Metering | 6 | Active | 4383600% |  | 2020
GMP | Richmond | Solar | Net-Metering | 10 | Active | 4365400% |  | 2019
GMP | Barre City | Solar | Net-Metering | 11.4 | Active | 4394300% |  | 2020
GMP | Colchester | Solar | Net-Metering | 10 | Active | 4371200% |  | 2019
GMP | Vershire | Solar | Net-Metering | 6 | Active | 4369600% |  | 2019
GMP | Putney | Solar | Net-Metering | 5 | Active | 4366200% |  | 2019
GMP | Lunenburg | Solar | Net-Metering | 6 | Active | 4372000% |  | 2019
GMP | Bristol | Solar | Net-Metering | 5.31 | Active | 4376200% |  | 2019
GMP | Putney | Solar | Net-Metering | 7.6 | Active | 4374500% |  | 2019
GMP | East Montpelier | Solar | Net-Metering | 5 | Active | 4375400% |  | 2019
GMP | Colchester | Solar | Net-Metering | 7.04 | Active | 4372100% |  | 2019
GMP | Pownal | Solar | Net-Metering | 5 | Active | 4376300% |  | 2019
GMP | Dummerston | Solar | Net-Metering | 7.7 | Active | 4366200% |  | 2019
GMP | Marlboro | Solar | Net-Metering | 6.72 | Active | 4371100% |  | 2019
GMP | Royalton | Solar | Net-Metering | 5 | Active | 4369700% |  | 2019
GMP | Fairfax | Solar | Net-Metering | 10 | Active | 4367900% |  | 2019
GMP | Charlotte | Solar | Net-Metering | 6 | Active | 4367200% |  | 2019
GMP | Pittsfield | Solar | Net-Metering | 6 | Active | 4372500% |  | 2019
GMP | Milton | Solar | Net-Metering | 10 | Active | 4372800% |  | 2019
GMP | Montpelier | Solar | Net-Metering | 5 | Active | 4373200% |  | 2019
GMP | Guilford | Solar | Net-Metering | 10.73 | Active | 4375900% |  | 2019
GMP | Hartford | Solar | Net-Metering | 14.4 | Active | 4376000% |  | 2019
GMP | Bennington | Solar | Net-Metering | 15 | Active | 4383000% |  | 2019
GMP | Westford | Solar | Net-Metering | 5 | Active | 4366500% |  | 2019
GMP | Williston | Solar | Net-Metering | 6 | Active | 4366400% |  | 2019
GMP | Shelburne | Solar | Net-Metering | 9.44 | Active | 4374800% |  | 2019
GMP | Sheldon | Solar | Net-Metering | 7.6 | Active | 4371200% |  | 2019
GMP | Bradford | Solar | Net-Metering | 7.6 | Active | 4371300% |  | 2019
GMP | Milton | Solar | Net-Metering | 10 | Active | 4370000% |  | 2019
GMP | Bennington | Solar | Net-Metering | 2.95 | Active | 4368400% |  | 2019
GMP | Colchester | Solar | Net-Metering | 7.6 | Active | 4367900% |  | 2019
GMP | Colchester | Solar | Net-Metering | 7.6 | Active | 4373200% |  | 2019
GMP | Marlboro | Solar | Net-Metering | 10 | Active | 4370000% |  | 2019
GMP | Westford | Solar | Net-Metering | 7.6 | Active | 4371100% |  | 2019
GMP | St. Johnsbury | Solar | Net-Metering | 6 | Active | 4406000% |  | 2020
GMP | Barre City | Solar | Net-Metering | 3.8 | Active | 4381100% |  | 2019
GMP | Warren | Solar | Net-Metering | 5 | Active | 4406800% |  | 2020
GMP | Fairfax | Solar | Net-Metering | 7.6 | Active | 4375400% |  | 2019
GMP | Reading | Solar | Net-Metering | 10 | Active | 4369600% |  | 2019
GMP | Springfield | Solar | Net-Metering | 10 | Active | 4371800% |  | 2019
GMP | Shelburne | Solar | Net-Metering | 3 | Active | 4367000% |  | 2019
GMP | Williston | Solar | Net-Metering | 7.6 | Active | 4370400% |  | 2019
GMP | Charlotte | Solar | Net-Metering | 10 | Active | 4374700% |  | 2019
GMP | Wallingford | Solar | Net-Metering | 6 | Active | 4371100% |  | 2019
GMP | Waterbury | Solar | Net-Metering | 10 | Active | 4370400% |  | 2019
GMP | Montpelier | Solar | Net-Metering | 5 | Active | 4374200% |  | 2019
GMP | West Windsor | Solar | Net-Metering | 7.6 | Active | 4367100% |  | 2019
GMP | Brandon | Solar | Net-Metering | 10 | Active | 4372000% |  | 2019
GMP | Williston | Solar | Net-Metering | 3.8 | Active | 4368300% |  | 2019
GMP | Randolph | Solar | Net-Metering | 6 | Active | 4371700% |  | 2019
GMP | Jericho | Solar | Net-Metering | 6 | Active | 4367000% |  | 2019
GMP | East Montpelier | Solar | Net-Metering | 3.8 | Active | 4367100% |  | 2019
GMP | Clarendon | Solar | Net-Metering | 10 | Active | 4381600% |  | 2019
GMP | Middlesex | Solar | Net-Metering | 10 | Active | 4373200% |  | 2019
GMP | Essex Junction | Solar | Net-Metering | 10 | Active | 4372400% |  | 2019
GMP | Essex Junction | Solar | Net-Metering | 5 | Active | 4378400% |  | 2019
GMP | Corinth | Solar | Net-Metering | 3 | Active | 4371300% |  | 2019
GMP | Thetford | Solar | Net-Metering | 6 | Active | 4367500% |  | 2019
GMP | Winooski | Solar | Net-Metering | 11.4 | Active | 4372700% |  | 2019
GMP | Westford | Solar | Net-Metering | 6.5 | Active | 4368200% |  | 2019
GMP | Manchester | Solar | Net-Metering | 10 | Active | 4370000% |  | 2019
GMP | Hartford | Solar | Net-Metering | 5 | Active | 4366800% |  | 2019
GMP | St. Albans City | Solar | Net-Metering | 5 | Active | 4368900% |  | 2019
GMP | Pawlet | Solar | Net-Metering | 5 | Active | 4369600% |  | 2019
GMP | Milton | Solar | Net-Metering | 10 | Active | 4368200% |  | 2019
GMP | South Burlington | Solar | Net-Metering | 5 | Active | 4377300% |  | 2019
GMP | South Burlington | Solar | Net-Metering | 5 | Active | 4377300% |  | 2019
GMP | Waterbury | Solar | Net-Metering | 5 | Active | 4368600% |  | 2019
GMP | Essex | Solar | Net-Metering | 15 | Active | 4371900% |  | 2019
GMP | Pittsford | Solar | Net-Metering | 6.4 | Active | 4376000% |  | 2019
GMP | Charlotte | Solar | Net-Metering | 3.8 | Active | 4370500% |  | 2019
GMP | Williamstown | Solar | Net-Metering | 6 | Active | 4367200% |  | 2019
GMP | Thetford | Solar | Net-Metering | 12 | Active | 4371700% |  | 2019
GMP | Rutland Town | Solar | Net-Metering | 3 | Active | 4368600% |  | 2019
GMP | West Rutland | Solar | Net-Metering | 7.6 | Active | 4370000% |  | 2019
GMP | Norwich | Solar | Net-Metering | 8.4 | Active | 4375900% |  | 2019
GMP | Vergennes | Solar | Net-Metering | 6.04 | Active | 4377000% |  | 2019
GMP | Hartford | Solar | Net-Metering | 10 | Active | 4381900% |  | 2019
GMP | Rutland City | Solar | Net-Metering | 7.6 | Active | 4371100% |  | 2019
GMP | Middlebury | Solar | Net-Metering | 3 | Active | 4373500% |  | 2019
GMP | Weston | Solar | Net-Metering | 10 | Active | 4385300% |  | 2020
GMP | Chester | Solar | Net-Metering | 3 | Active | 4378200% |  | 2019
GMP | Essex | Solar | Net-Metering | 5 | Active | 4367900% |  | 2019
GMP | Norwich | Solar | Net-Metering | 7.6 | Active | 4370300% |  | 2019
GMP | Jericho | Solar | Net-Metering | 4.72 | Active | 4401900% |  | 2020
GMP | Jericho | Solar | Net-Metering | 6 | Active | 4367600% |  | 2019
GMP | Jericho | Solar | Net-Metering | 7.6 | Active | 4371100% |  | 2019
GMP | Charlotte | Solar | Net-Metering | 6 | Active | 4380400% |  | 2019
GMP | Westford | Solar | Net-Metering | 5.31 | Active | 4402100% |  | 2020
GMP | Norwich | Solar | Net-Metering | 6 | Active | 4370600% |  | 2019
GMP | Wilmington | Solar | Net-Metering | 7.6 | Active | 4369600% |  | 2019
GMP | Strafford | Solar | Net-Metering | 6 | Active | 4371300% |  | 2019
GMP | South Burlington | Solar | Net-Metering | 10.32 | Active | 4377000% |  | 2019
GMP | Sheldon | Solar | Net-Metering | 7.6 | Active | 4366400% |  | 2019
GMP | Montpelier | Solar | Net-Metering | 7.6 | Active | 4376900% |  | 2019
GMP | Woodstock | Solar | Net-Metering | 7.6 | Active | 4375900% |  | 2019
GMP | Warren | Solar | Net-Metering | 6 | Active | 4407400% |  | 2020
GMP | Richmond | Solar | Net-Metering | 5 | Active | 4378900% |  | 2019
GMP | Charlotte | Solar | Net-Metering | 7.6 | Active | 4381000% |  | 2019
GMP | Washington | Solar | Net-Metering | 7.6 | Active | 4373200% |  | 2019
GMP | Weston | Solar | Net-Metering | 7.6 | Active | 4376200% |  | 2019
GMP | Waitsfield | Solar | Net-Metering | 6 | Active | 4407400% |  | 2020
GMP | Essex Junction | Solar | Net-Metering | 10 | Active | 4370400% |  | 2019
GMP | Montpelier | Solar | Net-Metering | 6 | Active | 4375200% |  | 2019
GMP | Mount Holly | Solar | Net-Metering | 10 | Active | 4377400% |  | 2019
GMP | Jericho | Solar | Net-Metering | 7.6 | Active | 4370000% |  | 2019
GMP | Montpelier | Solar | Net-Metering | 7.6 | Active | 4377500% |  | 2019
GMP | Charlotte | Solar | Net-Metering | 7.6 | Active | 4371900% |  | 2019
GMP | South Burlington | Solar | Net-Metering | 5 | Active | 4375900% |  | 2019
GMP | Danville | Solar | Net-Metering | 3.8 | Active | 4368400% |  | 2019
GMP | Manchester | Solar | Net-Metering | 14.16 | Active | 4374600% |  | 2019
GMP | Norwich | Solar | Net-Metering | 5 | Active | 4374900% |  | 2019
GMP | Jericho | Solar | Net-Metering | 5 | Active | 4373200% |  | 2019
GMP | Essex | Solar | Net-Metering | 5.8 | Active | 4369300% |  | 2019
GMP | Washington | Solar | Net-Metering | 13.8 | Active | 4371900% |  | 2019
GMP | Arlington | Solar | Net-Metering | 6 | Active | 4371400% |  | 2019
GMP | South Burlington | Solar | Net-Metering | 7.6 | Active | 4375600% |  | 2019
GMP | Richmond | Solar | Net-Metering | 6 | Active | 4370500% |  | 2019
GMP | Newbury | Solar | Net-Metering | 5 | Active | 4369300% |  | 2019
GMP | Weathersfield | Solar | Net-Metering | 6.3 | Active | 4373500% |  | 2019
GMP | Norwich | Solar | Net-Metering | 6 | Active | 4367800% |  | 2019
GMP | Hartland | Solar | Net-Metering | 10 | Active | 4376300% |  | 2019
GMP | Northfield | Solar | Net-Metering | 5 | Active | 4379600% |  | 2019
GMP | Warren | Solar | Net-Metering | 5 | Active | 4418000% |  | 2020
GMP | Hartland | Solar | Net-Metering | 13.6 | Active | 4372500% |  | 2019
GMP | Vergennes | Solar | Net-Metering | 10 | Active | 4366900% |  | 2019
GMP | Woodstock | Solar | Net-Metering | 6.4 | Active | 4369700% |  | 2019
GMP | Milton | Solar | Net-Metering | 6 | Active | 4371200% |  | 2019
GMP | Starksboro | Solar | Net-Metering | 7.08 | Active | 4375500% |  | 2019
GMP | Waterbury | Solar | Net-Metering | 10 | Active | 4371200% |  | 2019
GMP | Bristol | Solar | Net-Metering | 9.7 | Active | 4367100% |  | 2019
GMP | Essex Junction | Solar | Net-Metering | 5 | Active | 4376600% |  | 2019
GMP | Essex | Solar | Net-Metering | 7.6 | Active | 4374200% |  | 2019
GMP | Brandon | Solar | Net-Metering | 7.6 | Active | 4368400% |  | 2019
GMP | Williston | Solar | Net-Metering | 13.8 | Active | 4373300% |  | 2019
GMP | Fairfield | Solar | Net-Metering | 7.6 | Active | 4369600% |  | 2019
GMP | Norwich | Solar | Net-Metering | 5 | Active | 4378900% |  | 2019
GMP | South Burlington | Solar | Net-Metering | 10 | Active | 4415500% |  | 2020
GMP | Warren | Solar | Net-Metering | 17.6 | Active | 4381100% |  | 2019
GMP | Addison | Solar | Net-Metering | 7.6 | Active | 4367800% |  | 2019
GMP | Royalton | Solar | Net-Metering | 6 | Active | 4376700% |  | 2019
GMP | South Burlington | Solar | Net-Metering | 6 | Active | 4378100% |  | 2019
GMP | Hinesburg | Solar | Net-Metering | 12.98 | Active | 4377400% |  | 2019
GMP | South Burlington | Solar | Net-Metering | 5.9 | Active | 4372600% |  | 2019
GMP | Charlotte | Solar | Net-Metering | 15 | Active | 4372100% |  | 2019
GMP | Bristol | Solar | Net-Metering | 12.18 | Active | 4373200% |  | 2019
GMP | Rupert | Solar | Net-Metering | 16.64 | Active | 4380900% |  | 2019
GMP | New Haven | Solar | Net-Metering | 30 | Active | 4381600% |  | 2019
GMP | Woodstock | Solar | Net-Metering | 6 | Active | 4373900% |  | 2019
GMP | Peru | Solar | Net-Metering | 4.48 | Active | 4375600% |  | 2019
GMP | Londonderry | Solar | Net-Metering | 4.48 | Active | 4376000% |  | 2019
GMP | Rutland City | Solar | Net-Metering | 5 | Active | 4369300% |  | 2019
GMP | Hartford | Solar | Net-Metering | 10 | Active | 4370700% |  | 2019
GMP | Ferrisburgh | Solar | Net-Metering | 5 | Active | 4372800% |  | 2019
GMP | Norwich | Solar | Net-Metering | 5.61 | Active | 4375200% |  | 2019
GMP | South Burlington | Solar | Net-Metering | 6 | Active | 4384600% |  | 2020
GMP | Springfield | Solar | Net-Metering | 11.4 | Active | 4370300% |  | 2019
GMP | Brookfield | Solar | Net-Metering | 100 | Active | 4400700% |  | 2020
GMP | Middlebury | Solar | Net-Metering | 4.72 | Active | 4380200% |  | 2019
GMP | Hartland | Solar | Net-Metering | 5 | Active | 4371200% |  | 2019
GMP | Pittsford | Solar | Net-Metering | 4.13 | Active | 4380200% |  | 2019
GMP | Cornwall | Solar | Net-Metering | 5.9 | Active | 4378200% |  | 2019
GMP | Barre Town | Solar | Net-Metering | 8.4 | Active | 4367100% |  | 2019
GMP | Woodstock | Solar | Net-Metering | 15 | Active | 4383300% |  | 2020
GMP | Waterbury | Solar | Net-Metering | 3.8 | Active | 4371800% |  | 2019
GMP | New Haven | Solar | Net-Metering | 5 | Active | 4380400% |  | 2019
GMP | Royalton | Solar | Net-Metering | 15 | Active | 4372700% |  | 2019
GMP | Rupert | Solar | Net-Metering | 19.2 | Active | 4388200% |  | 2020
GMP | Rupert | Solar | Net-Metering | 24.32 | Active | 4402000% |  | 2020
GMP | Rupert | Solar | Net-Metering | 15.04 | Active | 4388200% |  | 2020
GMP | Rochester | Solar | Net-Metering | 3.8 | Active | 4373800% |  | 2019
GMP | Newbury | Solar | Net-Metering | 5 | Active | 4369700% |  | 2019
GMP | Northfield | Solar | Net-Metering | 7.68 | Active | 4375400% |  | 2019
GMP | Peacham | Solar | Net-Metering | 6 | Active | 4374200% |  | 2019
GMP | Waterbury | Solar | Net-Metering | 13.6 | Active | 4370400% |  | 2019
GMP | South Burlington | Solar | Net-Metering | 7.6 | Active | 4384000% |  | 2020
GMP | Sharon | Solar | Net-Metering | 5 | Active | 4371400% |  | 2019
GMP | Guilford | Solar | Net-Metering | 6 | Active | 4377500% |  | 2019
GMP | Rutland Town | Solar | Net-Metering | 38.72 | Active | 4368400% |  | 2019
GMP | South Burlington | Solar | Net-Metering | 130 | Active | 4379600% |  | 2019
GMP | Danville | Solar | Net-Metering | 11.4 | Active | 4373200% |  | 2019
GMP | Strafford | Solar | Net-Metering | 10 | Active | 4374100% |  | 2019
GMP | Colchester | Solar | Net-Metering | 10 | Active | 4378200% |  | 2019
GMP | Colchester | Solar | Net-Metering | 15 | Active | 4372800% |  | 2019
GMP | Pittsford | Solar | Net-Metering | 66.6 | Active | 4432300% |  | 2021
GMP | Bristol | Solar | Net-Metering | 7.6 | Active | 4377700% |  | 2019
GMP | Milton | Solar | Net-Metering | 6 | Active | 4370300% |  | 2019
GMP | Norwich | Solar | Net-Metering | 7.6 | Active | 4368500% |  | 2019
GMP | Milton | Solar | Net-Metering | 3.8 | Active | 4371100% |  | 2019
GMP | Arlington | Solar | Net-Metering | 12.69 | Active | 4372100% |  | 2019
GMP | Pawlet | Solar | Net-Metering | 7.08 | Active | 4375500% |  | 2019
GMP | Weston | Solar | Net-Metering | 49 | Active | 4370700% |  | 2019
GMP | Shaftsbury | Solar | Net-Metering | 8.55 | Active | 4370600% |  | 2019
GMP | Bethel | Solar | Net-Metering | 15 | Active | 4373200% |  | 2019
GMP | Dorset | Solar | Net-Metering | 5.31 | Active | 4372000% |  | 2019
GMP | Brandon | Solar | Net-Metering | 7.3 | Active | 4395000% |  | 2020
GMP | Williamstown | Solar | Net-Metering | 11.4 | Active | 4371400% |  | 2019
GMP | Barre City | Solar | Net-Metering | 6 | Active | 4370000% |  | 2019
GMP | Wallingford | Solar | Net-Metering | 1.18 | Active | 4369000% |  | 2019
GMP | Bethel | Solar | Net-Metering | 11.4 | Active | 4380200% |  | 2019
GMP | Colchester | Solar | Net-Metering | 4.41 | Active | 4374700% |  | 2019
GMP | Rupert | Solar | Net-Metering | 30.08 | Active | 4388200% |  | 2020
GMP | Hartford | Solar | Net-Metering | 7.6 | Active | 4371200% |  | 2019
GMP | Brattleboro | Solar | Net-Metering | 3.84 | Active | 4371800% |  | 2019
GMP | Huntington | Solar | Net-Metering | 6 | Active | 4376300% |  | 2019
GMP | Braintree | Solar | Net-Metering | 15 | Active | 4448000% |  | 2021
GMP | Strafford | Solar | Net-Metering | 6.6 | Active | 4372000% |  | 2019
GMP | Williston | Solar | Net-Metering | 9 | Active | 4385900% |  | 2020
GMP | Hartford | Solar | Net-Metering | 10 | Active | 4371700% |  | 2019
GMP | Charlotte | Solar | Net-Metering | 6 | Active | 4369700% |  | 2019
GMP | Hartland | Solar | Net-Metering | 10 | Active | 4376900% |  | 2019
GMP | Richmond | Solar | Net-Metering | 3.8 | Active | 4377700% |  | 2019
GMP | Concord | Solar | Net-Metering | 3.8 | Active | 4376300% |  | 2019
GMP | Fairlee | Solar | Net-Metering | 10 | Active | 4374900% |  | 2019
GMP | Whiting | Solar | Net-Metering | 10 | Active | 4450500% |  | 2021
GMP | Colchester | Solar | Net-Metering | 6 | Active | 4372100% |  | 2019
GMP | Fairfax | Solar | Net-Metering | 7.6 | Active | 4394300% |  | 2020
GMP | Chester | Solar | Net-Metering | 15 | Active | 4380300% |  | 2019
GMP | Colchester | Solar | Net-Metering | 7.6 | Active | 4376800% |  | 2019
GMP | Bristol | Solar | Net-Metering | 4.72 | Active | 4385300% |  | 2020
GMP | Weybridge | Solar | Net-Metering | 10 | Active | 4378900% |  | 2019
GMP | Middlebury | Solar | Net-Metering | 10 | Active | 4377700% |  | 2019
GMP | Norwich | Solar | Net-Metering | 10 | Active | 4372500% |  | 2019
GMP | St. Johnsbury | Solar | Net-Metering | 3.8 | Active | 4379000% |  | 2019
GMP | Rutland Town | Solar | Net-Metering | 8.96 | Active | 4373100% |  | 2019
GMP | West Rutland | Solar | Net-Metering | 14 | Active | 4371700% |  | 2019
GMP | Poultney | Solar | Net-Metering | 7.68 | Active | 4372500% |  | 2019
GMP | Georgia | Solar | Net-Metering | 6 | Active | 4374900% |  | 2019
GMP | Ferrisburgh | Solar | Net-Metering | 11.4 | Active | 4376300% |  | 2019
GMP | Norwich | Solar | Net-Metering | 6 | Active | 4378300% |  | 2019
GMP | Norwich | Solar | Net-Metering | 5 | Active | 4373400% |  | 2019
GMP | Underhill | Solar | Net-Metering | 6 | Active | 4371100% |  | 2019
GMP | Bristol | Solar | Net-Metering | 15 | Active | 4450500% |  | 2021
GMP | Fairfax | Solar | Net-Metering | 11.4 | Active | 4383000% |  | 2019
GMP | Montpelier | Solar | Net-Metering | 3.8 | Active | 4368300% |  | 2019
GMP | Hinesburg | Solar | Net-Metering | 11.8 | Active | 4388600% |  | 2020
GMP | Montpelier | Solar | Net-Metering | 3.8 | Active | 4374700% |  | 2019
GMP | Hartford | Solar | Net-Metering | 7.6 | Active | 4403600% |  | 2020
GMP | South Burlington | Solar | Net-Metering | 6.49 | Active | 4373100% |  | 2019
GMP | Warren | Solar | Net-Metering | 5.01 | Active | 4381600% |  | 2019
GMP | Moretown | Solar | Net-Metering | 6 | Active | 4369300% |  | 2019
GMP | Essex Junction | Solar | Net-Metering | 10 | Active | 4371900% |  | 2019
GMP | Addison | Solar | Net-Metering | 7.08 | Active | 4385300% |  | 2020
GMP | Royalton | Solar | Net-Metering | 11.4 | Active | 4374100% |  | 2019
GMP | Charlotte | Solar | Net-Metering | 15 | Active | 4377000% |  | 2019
GMP | Corinth | Solar | Net-Metering | 22.8 | Active | 4394300% |  | 2020
GMP | Strafford | Solar | Net-Metering | 19 | Active | 4375600% |  | 2019
GMP | South Burlington | Solar | Net-Metering | 5.61 | Active | 4367600% |  | 2019
GMP | Hartford | Solar | Net-Metering | 7.2 | Active | 4373200% |  | 2019
GMP | Montpelier | Solar | Net-Metering | 5 | Active | 4399200% |  | 2020
GMP | Bristol | Solar | Net-Metering | 5.25 | Active | 4417300% |  | 2020
GMP | Stamford | Solar | Net-Metering | 10 | Active | 4383300% |  | 2020
GMP | Shaftsbury | Solar | Net-Metering | 21.76 | Active | 4388800% |  | 2020
GMP | Montpelier | Solar | Net-Metering | 6 | Active | 4416700% |  | 2020
GMP | Waterbury | Solar | Net-Metering | 6 | Active | 4374500% |  | 2019
GMP | Sharon | Solar | Net-Metering | 6 | Active | 4376300% |  | 2019
GMP | Essex Junction | Solar | Net-Metering | 7.6 | Active | 4370400% |  | 2019
GMP | Charlotte | Solar | Net-Metering | 10 | Active | 4380800% |  | 2019
GMP | St. Johnsbury | Solar | Net-Metering | 3.8 | Active | 4377500% |  | 2019
GMP | Shelburne | Solar | Net-Metering | 43.2 | Active | 4381900% |  | 2019
GMP | Lincoln | Solar | Net-Metering | 10.44 | Active | 4372400% |  | 2019
GMP | Bennington | Solar | Net-Metering | 11.4 | Active | 4380200% |  | 2019
GMP | South Burlington | Solar | Net-Metering | 11.4 | Active | 4379600% |  | 2019
GMP | South Burlington | Solar | Net-Metering | 100 | Active | 4380500% |  | 2019
GMP | Charlotte | Solar | Net-Metering | 5 | Active | 4379400% |  | 2019
GMP | Strafford | Solar | Net-Metering | 10 | Active | 4371300% |  | 2019
GMP | Rockingham | Solar | Net-Metering | 6.67 | Active | 4383000% |  | 2019
GMP | Hartland | Solar | Net-Metering | 89.8 | Active | 4380200% |  | 2019
GMP | Middletown Springs | Solar | Net-Metering | 3.84 | Active | 4383700% |  | 2020
GMP | Springfield | Solar | Net-Metering | 10 | Active | 4372700% |  | 2019
GMP | Dorset | Solar | Net-Metering | 13.6 | Active | 4415100% |  | 2020
GMP | Montpelier | Solar | Net-Metering | 6 | Active | 4375200% |  | 2019
GMP | Springfield | Solar | Net-Metering | 6 | Active | 4402200% |  | 2020
GMP | New Haven | Solar | Net-Metering | 7.6 | Active | 4379600% |  | 2019
GMP | Pownal | Solar | Net-Metering | 5 | Active | 4376300% |  | 2019
GMP | Barre Town | Solar | Net-Metering | 7.6 | Active | 4371200% |  | 2019
GMP | New Haven | Solar | Net-Metering | 7.96 | Active | 4414500% |  | 2020
GMP | Orwell | Solar | Net-Metering | 10 | Active | 4404900% |  | 2020
GMP | South Burlington | Solar | Net-Metering | 9.73 | Active | 4388500% |  | 2020
GMP | Hartford | Solar | Net-Metering | 13.6 | Active | 4375500% |  | 2019
GMP | Clarendon | Solar | Net-Metering | 11.4 | Active | 4367900% |  | 2019
GMP | Hartford | Solar | Net-Metering | 22.8 | Active | 4443400% |  | 2021
GMP | Montpelier | Solar | Net-Metering | 5 | Active | 4373900% |  | 2019
GMP | Randolph | Solar | Net-Metering | 11.4 | Active | 4371300% |  | 2019
GMP | Pawlet | Solar | Net-Metering | 6 | Active | 4373400% |  | 2019
GMP | Castleton | Solar | Net-Metering | 5.12 | Active | 4382200% |  | 2019
GMP | Huntington | Solar | Net-Metering | 6 | Active | 4376900% |  | 2019
GMP | Pittsfield | Solar | Net-Metering | 15 | Active | 4376000% |  | 2019
GMP | Chittenden | Solar | Net-Metering | 3.84 | Active | 4376700% |  | 2019
GMP | Norwich | Solar | Net-Metering | 6 | Active | 4372500% |  | 2019
GMP | Middlebury | Solar | Net-Metering | 14 | Active | 4409600% |  | 2020
GMP | Pawlet | Solar | Net-Metering | 3.84 | Active | 4383700% |  | 2020
GMP | Stamford | Solar | Net-Metering | 15 | Active | 4407600% |  | 2020
GMP | Norwich | Solar | Net-Metering | 5.54 | Active | 4385000% |  | 2020
GMP | Sunderland | Solar | Net-Metering | 11.4 | Active | 4414000% |  | 2020
GMP | Fairlee | Solar | Net-Metering | 5 | Active | 4371200% |  | 2019
GMP | Shelburne | Solar | Net-Metering | 45.6 | Active | 4443100% |  | 2021
GMP | Manchester | Solar | Net-Metering | 11.52 | Active | 4383300% |  | 2020
GMP | Rutland City | Solar | Net-Metering | 50 | Active | 4402600% |  | 2020
GMP | Putney | Solar | Net-Metering | 7.67 | Active | 4436200% |  | 2021
GMP | Weybridge | Solar | Net-Metering | 7.6 | Active | 4381200% |  | 2019
GMP | Shoreham | Solar | Net-Metering | 55.36 | Active | 4381200% |  | 2019
GMP | Waterbury | Solar | Net-Metering | 6 | Active | 4371300% |  | 2019
GMP | Stockbridge | Solar | Net-Metering | 5.12 | Active | 4371700% |  | 2019
GMP | Strafford | Solar | Net-Metering | 12.6 | Active | 4376700% |  | 2019
GMP | Rutland City | Solar | Net-Metering | 150 | Active | 4379500% |  | 2019
GMP | Bridport | Solar | Net-Metering | 7.08 | Active | 4378300% |  | 2019
GMP | Norwich | Solar | Net-Metering | 11.4 | Active | 4399200% |  | 2020
GMP | Rutland City | Solar | Net-Metering | 150 | Active | 4401100% |  | 2020
GMP | Hartford | Solar | Net-Metering | 3.8 | Active | 4372400% |  | 2019
GMP | Williston | Solar | Net-Metering | 5 | Active | 4382600% |  | 2019
GMP | Fairfax | Solar | Net-Metering | 10 | Active | 4402700% |  | 2020
GMP | Sunderland | Solar | Net-Metering | 5.76 | Active | 4378200% |  | 2019
GMP | Fletcher | Solar | Net-Metering | 10.6 | Active | 4371100% |  | 2019
GMP | Ferrisburgh | Solar | Net-Metering | 5.9 | Active | 4397100% |  | 2020
GMP | Montpelier | Solar | Net-Metering | 10.5 | Active | 4370500% |  | 2019
GMP | Salisbury | Solar | Net-Metering | 6.24 | Active | 4382200% |  | 2019
GMP | Huntington | Solar | Net-Metering | 7.6 | Active | 4376800% |  | 2019
GMP | Waterford | Solar | Net-Metering | 6 | Active | 4372000% |  | 2019
GMP | St. Johnsbury | Solar | Net-Metering | 6 | Active | 4371400% |  | 2019
GMP | Castleton | Solar | Net-Metering | 7.6 | Active | 4383300% |  | 2020
GMP | Essex | Solar | Net-Metering | 7.6 | Active | 4371200% |  | 2019
GMP | Williston | Solar | Net-Metering | 4.72 | Active | 4372500% |  | 2019
GMP | Hartland | Solar | Net-Metering | 20 | Active | 4380900% |  | 2019
GMP | Cornwall | Solar | Net-Metering | 5 | Active | 4371300% |  | 2019
GMP | Shelburne | Solar | Net-Metering | 25 | Active | 4378900% |  | 2019
GMP | Springfield | Solar | Net-Metering | 7.04 | Active | 4378900% |  | 2019
GMP | Middlebury | Solar | Net-Metering | 10.62 | Active | 4418800% |  | 2020
GMP | Hartland | Solar | Net-Metering | 3 | Active | 4371700% |  | 2019
GMP | Middlebury | Solar | Net-Metering | 10 | Active | 4371900% |  | 2019
GMP | Middlebury | Solar | Net-Metering | 11.4 | Active | 4382200% |  | 2019
GMP | Bethel | Solar | Net-Metering | 6 | Active | 4373300% |  | 2019
GMP | Williston | Solar | Net-Metering | 7.6 | Active | 4374500% |  | 2019
GMP | Clarendon | Solar | Net-Metering | 3 | Active | 4401300% |  | 2020
GMP | Colchester | Solar | Net-Metering | 150 | Active | 4381600% |  | 2019
GMP | Rutland City | Solar | Net-Metering | 150 | Active | 4406200% |  | 2020
GMP | Wallingford | Solar | Net-Metering | 7.6 | Active | 4375400% |  | 2019
GMP | Leicester | Solar | Net-Metering | 3.8 | Active | 4371300% |  | 2019
GMP | Barre Town | Solar | Net-Metering | 5 | Active | 4374100% |  | 2019
GMP | Essex Junction | Solar | Net-Metering | 7.6 | Active | 4374000% |  | 2019
GMP | Dummerston | Solar | Net-Metering | 10 | Active | 4379500% |  | 2019
GMP | Bennington | Solar | Net-Metering | 11.4 | Active | 4416500% |  | 2020
GMP | South Burlington | Solar | Net-Metering | 10 | Active | 4371400% |  | 2019
GMP | Shrewsbury | Solar | Net-Metering | 10 | Active | 4386800% |  | 2020
GMP | Waterbury | Solar | Net-Metering | 7.6 | Active | 4370000% |  | 2019
GMP | Rutland City | Solar | Net-Metering | 7.6 | Active | 4375400% |  | 2019
GMP | Essex Junction | Solar | Net-Metering | 7.6 | Active | 4374000% |  | 2019
GMP | Essex Junction | Solar | Net-Metering | 6 | Active | 4371900% |  | 2019
GMP | Weathersfield | Solar | Net-Metering | 5 | Active | 4371900% |  | 2019
GMP | Pawlet | Solar | Net-Metering | 7.68 | Active | 4376100% |  | 2019
GMP | Groton | Solar | Net-Metering | 6 | Active | 4376900% |  | 2019
GMP | Shelburne | Solar | Net-Metering | 15 | Active | 4410600% |  | 2020
GMP | St. Albans Town | Solar | Net-Metering | 10 | Active | 4384000% |  | 2020
GMP | Richmond | Solar | Net-Metering | 10 | Active | 4376000% |  | 2019
GMP | Bristol | Solar | Net-Metering | 5.9 | Active | 4376900% |  | 2019
GMP | Charlotte | Solar | Net-Metering | 7.76 | Active | 4372500% |  | 2019
GMP | Pomfret | Solar | Net-Metering | 7.6 | Active | 4375600% |  | 2019
GMP | Hartland | Solar | Net-Metering | 5.51 | Active | 4375400% |  | 2019
GMP | Monkton | Solar | Net-Metering | 7.6 | Active | 4386100% |  | 2020
GMP | Bristol | Solar | Net-Metering | 7 | Active | 4383000% |  | 2019
GMP | Norwich | Solar | Net-Metering | 5 | Active | 4378900% |  | 2019
GMP | Fairlee | Solar | Net-Metering | 7.6 | Active | 4371900% |  | 2019
GMP | St. Albans City | Solar | Net-Metering | 5 | Active | 4372800% |  | 2019
GMP | Townshend | Solar | Net-Metering | 5 | Active | 4373200% |  | 2019
GMP | Norwich | Solar | Net-Metering | 12 | Active | 4375400% |  | 2019
GMP | Colchester | Solar | Net-Metering | 5 | Active | 4373200% |  | 2019
GMP | Woodstock | Solar | Net-Metering | 11.4 | Active | 4375200% |  | 2019
GMP | Randolph | Solar | Net-Metering | 11.4 | Active | 4378700% |  | 2019
GMP | Manchester | Solar | Net-Metering | 9.28 | Active | 4398600% |  | 2020
GMP | Plymouth | Solar | Net-Metering | 5 | Active | 4376800% |  | 2019
GMP | New Haven | Solar | Net-Metering | 11.6 | Active | 4374700% |  | 2019
GMP | Weathersfield | Solar | Net-Metering | 14.4 | Active | 4376900% |  | 2019
GMP | Dorset | Solar | Net-Metering | 15.04 | Active | 4374600% |  | 2019
GMP | Pawlet | Solar | Net-Metering | 9.32 | Active | 4375600% |  | 2019
GMP | Dorset | Solar | Net-Metering | 10.24 | Active | 4380900% |  | 2019
GMP | Hinesburg | Solar | Net-Metering | 3.8 | Active | 4372000% |  | 2019
GMP | Woodstock | Solar | Net-Metering | 10.6 | Active | 4382600% |  | 2019
GMP | Brattleboro | Solar | Net-Metering | 10 | Active | 4375200% |  | 2019
GMP | Essex | Solar | Net-Metering | 7.6 | Active | 4374000% |  | 2019
GMP | Hartland | Solar | Net-Metering | 7.6 | Active | 4377400% |  | 2019
GMP | Barnard | Solar | Net-Metering | 5 | Active | 4371900% |  | 2019
GMP | Brattleboro | Solar | Net-Metering | 9.8 | Active | 4381000% |  | 2019
GMP | Williston | Solar | Net-Metering | 3.8 | Active | 4369800% |  | 2019
GMP | Shrewsbury | Solar | Net-Metering | 5 | Active | 4479100% |  | 2022
GMP | Colchester | Solar | Net-Metering | 3.8 | Active | 4370400% |  | 2019
GMP | Georgia | Solar | Net-Metering | 7.6 | Active | 4374600% |  | 2019
GMP | Brandon | Solar | Net-Metering | 7.6 | Active | 4373500% |  | 2019
GMP | Randolph | Solar | Net-Metering | 3.8 | Active | 4371100% |  | 2019
GMP | Sharon | Solar | Net-Metering | 15.2 | Active | 4372400% |  | 2019
GMP | Williston | Solar | Net-Metering | 6 | Active | 4371400% |  | 2019
GMP | Rutland City | Solar | Net-Metering | 5.44 | Active | 4374700% |  | 2019
GMP | Clarendon | Solar | Net-Metering | 24.96 | Active | 4375400% |  | 2019
GMP | Norwich | Solar | Net-Metering | 12 | Active | 4381000% |  | 2019
GMP | Charlotte | Solar | Net-Metering | 9.28 | Active | 4374000% |  | 2019
GMP | Shrewsbury | Solar | Net-Metering | 9.92 | Active | 4373100% |  | 2019
GMP | St. Johnsbury | Solar | Net-Metering | 7.6 | Active | 4377700% |  | 2019
GMP | Milton | Solar | Net-Metering | 5.61 | Active | 4378400% |  | 2019
GMP | Strafford | Solar | Net-Metering | 5 | Active | 4378400% |  | 2019
GMP | Shelburne | Solar | Net-Metering | 11.4 | Active | 4375600% |  | 2019
GMP | St. Johnsbury | Solar | Net-Metering | 6.2 | Active | 4377500% |  | 2019
GMP | Guilford | Solar | Net-Metering | 10.44 | Active | 4375400% |  | 2019
GMP | Dover | Solar | Net-Metering | 12 | Active | 4375300% |  | 2019
GMP | Milton | Solar | Net-Metering | 5 | Active | 4377600% |  | 2019
GMP | Hartland | Solar | Net-Metering | 6 | Active | 4382600% |  | 2019
GMP | Wilmington | Solar | Net-Metering | 10 | Active | 4396500% |  | 2020
GMP | Orange | Solar | Net-Metering | 7.76 | Active | 4373100% |  | 2019
GMP | Shaftsbury | Solar | Net-Metering | 7.6 | Active | 4490300% |  | 2022
GMP | Bristol | Solar | Net-Metering | 43.2 | Active | 4383300% |  | 2020
GMP | Rutland City | Solar | Net-Metering | 5 | Active | 4371900% |  | 2019
GMP | Shaftsbury | Solar | Net-Metering | 4 | Active | 4375300% |  | 2019
GMP | Barre Town | Solar | Net-Metering | 5 | Active | 4375500% |  | 2019
GMP | Mendon | Solar | Net-Metering | 10 | Active | 4381500% |  | 2019
GMP | Manchester | Solar | Net-Metering | 4.56 | Active | 4137200% |  | 2013
GMP | Westford | Solar | Net-Metering | 4.5 | Active | 4376300% |  | 2019
GMP | Danby | Solar | Net-Metering | 12.16 | Active | 4375400% |  | 2019
GMP | Richmond | Solar | Net-Metering | 7.6 | Active | 4373100% |  | 2019
GMP | New Haven | Solar | Net-Metering | 6 | Active | 4372400% |  | 2019
GMP | Bennington | Solar | Net-Metering | 12.8 | Active | 4378900% |  | 2019
GMP | Barre City | Solar | Net-Metering | 3.8 | Active | 4376600% |  | 2019
GMP | Springfield | Solar | Net-Metering | 10 | Active | 4374800% |  | 2019
GMP | Berlin | Solar | Net-Metering | 14.4 | Active | 4380500% |  | 2019
GMP | Williston | Solar | Net-Metering | 7.6 | Active | 4375600% |  | 2019
GMP | Rochester | Solar | Net-Metering | 50 | Active | 4410200% |  | 2020
GMP | Milton | Solar | Net-Metering | 3.54 | Active | 4378100% |  | 2019
GMP | Bristol | Solar | Net-Metering | 6 | Active | 4380900% |  | 2019
GMP | Hartford | Solar | Net-Metering | 5 | Active | 4377500% |  | 2019
GMP | Rutland City | Solar | Net-Metering | 7.68 | Active | 4388900% |  | 2020
GMP | Norwich | Solar | Net-Metering | 6 | Active | 4380500% |  | 2019
GMP | Pawlet | Solar | Net-Metering | 6.49 | Active | 4376100% |  | 2019
GMP | Monkton | Solar | Net-Metering | 5 | Active | 4372100% |  | 2019
GMP | Essex Junction | Solar | Net-Metering | 10 | Active | 4375300% |  | 2019
GMP | Waitsfield | Solar | Net-Metering | 7.6 | Active | 4407100% |  | 2020
GMP | Rutland City | Solar | Net-Metering | 6.4 | Active | 4386500% |  | 2020
GMP | Starksboro | Solar | Net-Metering | 14.4 | Active | 4409200% |  | 2020
GMP | Mendon | Solar | Net-Metering | 7.6 | Active | 4378200% |  | 2019
GMP | Shelburne | Solar | Net-Metering | 7.6 | Active | 4387200% |  | 2020
GMP | Randolph | Solar | Net-Metering | 11.28 | Active | 4415800% |  | 2020
GMP | Waterbury | Solar | Net-Metering | 5 | Active | 4373400% |  | 2019
GMP | Plymouth | Solar | Net-Metering | 10 | Active | 4374000% |  | 2019
GMP | South Burlington | Solar | Net-Metering | 7.6 | Active | 4373500% |  | 2019
GMP | Montpelier | Solar | Net-Metering | 7.6 | Active | 4373300% |  | 2019
GMP | Fayston | Solar | Net-Metering | 8.85 | Active | 4439600% |  | 2021
GMP | New Haven | Solar | Net-Metering | 6 | Active | 4374000% |  | 2019
GMP | West Rutland | Solar | Net-Metering | 5 | Active | 4379100% |  | 2019
GMP | Waterford | Solar | Net-Metering | 3.54 | Active | 4376300% |  | 2019
GMP | Charlotte | Solar | Net-Metering | 14.5 | Active | 4377400% |  | 2019
GMP | Waterbury | Solar | Net-Metering | 6 | Active | 4375300% |  | 2019
GMP | Guilford | Solar | Net-Metering | 3.8 | Active | 4376800% |  | 2019
GMP | Charlotte | Solar | Net-Metering | 15 | Active | 4374000% |  | 2019
GMP | Brookfield | Solar | Net-Metering | 14.7 | Active | 4378900% |  | 2019
GMP | Weston | Solar | Net-Metering | 11.4 | Active | 4374000% |  | 2019
GMP | Fair Haven | Solar | Net-Metering | 6 | Active | 4374000% |  | 2019
GMP | Shelburne | Solar | Net-Metering | 10 | Active | 4374700% |  | 2019
GMP | Landgrove | Solar | Net-Metering | 4.8 | Active | 4383000% |  | 2019
GMP | Rockingham | Solar | Net-Metering | 5.62 | Active | 4374500% |  | 2019
GMP | Royalton | Solar | Net-Metering | 6 | Active | 4373500% |  | 2019
GMP | Concord | Solar | Net-Metering | 11.4 | Active | 4376300% |  | 2019
GMP | Rutland Town | Solar | Net-Metering | 11.4 | Active | 4378200% |  | 2019
GMP | Fair Haven | Solar | Net-Metering | 7.6 | Active | 4379500% |  | 2019
GMP | Woodstock | Solar | Net-Metering | 3 | Active | 4376100% |  | 2019
GMP | West Windsor | Solar | Net-Metering | 5 | Active | 4375900% |  | 2019
GMP | Thetford | Solar | Net-Metering | 5 | Active | 4374100% |  | 2019
GMP | Mendon | Solar | Net-Metering | 6.08 | Active | 4376300% |  | 2019
GMP | Fletcher | Solar | Net-Metering | 5 | Active | 4374200% |  | 2019
GMP | Warren | Solar | Net-Metering | 7.6 | Active | 4379400% |  | 2019
GMP | South Burlington | Solar | Net-Metering | 3 | Active | 4378400% |  | 2019
GMP | Jericho | Solar | Net-Metering | 10 | Active | 4376300% |  | 2019
GMP | Proctor | Solar | Net-Metering | 3 | Active | 4395800% |  | 2020
GMP | Essex | Solar | Net-Metering | 7.6 | Active | 4374500% |  | 2019
GMP | South Burlington | Solar | Net-Metering | 3.8 | Active | 4374800% |  | 2019
GMP | Westminster | Solar | Net-Metering | 7.6 | Active | 4376600% |  | 2019
GMP | Waterbury | Solar | Net-Metering | 3 | Active | 4374200% |  | 2019
GMP | Newfane | Solar | Net-Metering | 11.4 | Active | 4413100% |  | 2020
GMP | Peacham | Solar | Net-Metering | 5 | Active | 4374200% |  | 2019
GMP | Rutland City | Solar | Net-Metering | 3.8 | Active | 4379500% |  | 2019
GMP | Shaftsbury | Solar | Net-Metering | 15 | Active | 4382200% |  | 2019
GMP | Springfield | Solar | Net-Metering | 7.7 | Active | 4378400% |  | 2019
GMP | St. Albans City | Solar | Net-Metering | 11.4 | Active | 4376800% |  | 2019
GMP | Cornwall | Solar | Net-Metering | 7.6 | Active | 4376900% |  | 2019
GMP | Brattleboro | Solar | Net-Metering | 5 | Active | 4376000% |  | 2019
GMP | Essex Junction | Solar | Net-Metering | 10.62 | Active | 4380100% |  | 2019
GMP | Ripton | Solar | Net-Metering | 7.08 | Active | 4396500% |  | 2020
GMP | Brattleboro | Solar | Net-Metering | 6 | Active | 4383200% |  | 2020
GMP | Newfane | Solar | Net-Metering | 3.8 | Active | 4379600% |  | 2019
GMP | Williston | Solar | Net-Metering | 7.6 | Active | 4373300% |  | 2019
GMP | Shelburne | Solar | Net-Metering | 10 | Active | 4378400% |  | 2019
GMP | Weston | Solar | Net-Metering | 7.6 | Active | 4385300% |  | 2020
GMP | Essex Junction | Solar | Net-Metering | 5 | Active | 4381900% |  | 2019
GMP | Georgia | Solar | Net-Metering | 6 | Active | 4376100% |  | 2019
GMP | Brandon | Solar | Net-Metering | 6 | Active | 4439200% |  | 2021
GMP | Rupert | Solar | Net-Metering | 21.12 | Active | 4388200% |  | 2020
GMP | Milton | Solar | Net-Metering | 5.31 | Active | 4380400% |  | 2019
GMP | Williston | Solar | Net-Metering | 7.6 | Active | 4375500% |  | 2019
GMP | Weathersfield | Solar | Net-Metering | 27.6 | Active | 4381000% |  | 2019
GMP | South Burlington | Solar | Net-Metering | 14.75 | Active | 4385300% |  | 2020
GMP | Cambridge | Solar | Net-Metering | 7.6 | Active | 4379600% |  | 2019
GMP | Westminster | Solar | Net-Metering | 7.6 | Active | 4380200% |  | 2019
GMP | Woodstock | Solar | Net-Metering | 10 | Active | 4381100% |  | 2019
GMP | Wallingford | Solar | Net-Metering | 11.52 | Active | 4387800% |  | 2020
GMP | Rutland City | Solar | Net-Metering | 11.2 | Active | 4384700% |  | 2020
GMP | Brandon | Solar | Net-Metering | 11.4 | Active | 4383900% |  | 2020
GMP | Weathersfield | Solar | Net-Metering | 5 | Active | 4380800% |  | 2019
GMP | Essex Junction | Solar | Net-Metering | 6.49 | Active | 4396200% |  | 2020
GMP | Sharon | Solar | Net-Metering | 10 | Active | 4378200% |  | 2019
GMP | South Burlington | Solar | Net-Metering | 11.21 | Active | 4381600% |  | 2019
GMP | Richmond | Solar | Net-Metering | 5.9 | Active | 4400600% |  | 2020
GMP | South Burlington | Solar | Net-Metering | 150 | Active | 4418100% |  | 2020
GMP | Barnard | Solar | Net-Metering | 6 | Active | 4383000% |  | 2019
GMP | Chester | Solar | Net-Metering | 7.6 | Active | 4402600% |  | 2020
GMP | Pomfret | Solar | Net-Metering | 7.6 | Active | 4381900% |  | 2019
GMP | Woodstock | Solar | Net-Metering | 5 | Active | 4375400% |  | 2019
GMP | Marlboro | Solar | Net-Metering | 6 | Active | 4396300% |  | 2020
GMP | Dorset | Solar | Net-Metering | 3.49 | Active | 4378200% |  | 2019
GMP | Westminster | Solar | Net-Metering | 5.22 | Active | 4377400% |  | 2019
GMP | Essex Junction | Solar | Net-Metering | 15 | Active | 4378800% |  | 2019
GMP | Weathersfield | Solar | Net-Metering | 30.4 | Active | 4382900% |  | 2019
GMP | West Windsor | Solar | Net-Metering | 6 | Active | 4379000% |  | 2019
GMP | Waterford | Solar | Net-Metering | 7.6 | Active | 4398000% |  | 2020
GMP | Dummerston | Solar | Net-Metering | 30 | Active | 4384000% |  | 2020
GMP | South Burlington | Solar | Net-Metering | 7.6 | Active | 4376000% |  | 2019
GMP | Hartford | Solar | Net-Metering | 7.6 | Active | 4377400% |  | 2019
GMP | Essex Junction | Solar | Net-Metering | 52.2 | Active | 4450100% |  | 2021
GMP | Ryegate | Solar | Net-Metering | 15 | Active | 4383000% |  | 2019
GMP | Chelsea | Solar | Net-Metering | 10 | Active | 4379500% |  | 2019
GMP | Jericho | Solar | Net-Metering | 10 | Active | 4377700% |  | 2019
GMP | Salisbury | Solar | Net-Metering | 6 | Active | 4379100% |  | 2019
GMP | Williamstown | Solar | Net-Metering | 7.6 | Active | 4378800% |  | 2019
GMP | Jericho | Solar | Net-Metering | 5 | Active | 4376000% |  | 2019
GMP | Landgrove | Solar | Net-Metering | 6.4 | Active | 4390700% |  | 2020
GMP | Colchester | Solar | Net-Metering | 6 | Active | 4377600% |  | 2019
GMP | Brookfield | Solar | Net-Metering | 3.8 | Active | 4376800% |  | 2019
GMP | Norwich | Solar | Net-Metering | 6 | Active | 4376900% |  | 2019
GMP | Dorset | Solar | Net-Metering | 5.46 | Active | 4377400% |  | 2019
GMP | Rutland City | Solar | Net-Metering | 5 | Active | 4379100% |  | 2019
GMP | Cambridge | Solar | Net-Metering | 5 | Active | 4378400% |  | 2019
GMP | Pownal | Solar | Net-Metering | 5 | Active | 4382600% |  | 2019
GMP | West Rutland | Solar | Net-Metering | 3.8 | Active | 4381100% |  | 2019
GMP | Colchester | Solar | Net-Metering | 10 | Active | 4418600% |  | 2020
GMP | Williston | Solar | Net-Metering | 10 | Active | 4376200% |  | 2019
GMP | Braintree | Solar | Net-Metering | 7.6 | Active | 4383200% |  | 2020
GMP | Hartford | Solar | Net-Metering | 5 | Active | 4383700% |  | 2020
GMP | Charlotte | Solar | Net-Metering | 6 | Active | 4383900% |  | 2020
GMP | Underhill | Solar | Net-Metering | 15 | Active | 4379600% |  | 2019
GMP | Waterbury | Solar | Net-Metering | 15 | Active | 4379500% |  | 2019
GMP | West Rutland | Solar | Net-Metering | 6.4 | Active | 4387100% |  | 2020
GMP | Fairlee | Solar | Net-Metering | 5 | Active | 4381700% |  | 2019
GMP | Rutland City | Solar | Net-Metering | 3.8 | Active | 4378200% |  | 2019
GMP | Woodstock | Solar | Net-Metering | 5 | Active | 4413200% |  | 2020
GMP | Georgia | Solar | Net-Metering | 10 | Active | 4376800% |  | 2019
GMP | Warren | Solar | Net-Metering | 5 | Active | 4407800% |  | 2020
GMP | Norwich | Solar | Net-Metering | 6 | Active | 4377600% |  | 2019
GMP | Brookline | Solar | Net-Metering | 11.4 | Active | 4381100% |  | 2019
GMP | Woodstock | Solar | Net-Metering | 5 | Active | 4382600% |  | 2019
GMP | Mount Holly | Solar | Net-Metering | 15 | Active | 4383800% |  | 2020
GMP | Norwich | Solar | Net-Metering | 6 | Active | 4379100% |  | 2019
GMP | Thetford | Solar | Net-Metering | 10 | Active | 4376900% |  | 2019
GMP | Colchester | Solar | Net-Metering | 5 | Active | 4377700% |  | 2019
GMP | Woodstock | Solar | Net-Metering | 7.6 | Active | 4382600% |  | 2019
GMP | Middlebury | Solar | Net-Metering | 7.6 | Active | 4377400% |  | 2019
GMP | Waterbury | Solar | Net-Metering | 7.6 | Active | 4377400% |  | 2019
GMP | Essex | Solar | Net-Metering | 5 | Active | 4377300% |  | 2019
GMP | Essex Junction | Solar | Net-Metering | 5 | Active | 4379000% |  | 2019
GMP | Barre City | Solar | Net-Metering | 5 | Active | 4375500% |  | 2019
GMP | St. Albans City | Solar | Net-Metering | 3.8 | Active | 4384500% |  | 2020
GMP | Norwich | Solar | Net-Metering | 12 | Active | 4378200% |  | 2019
GMP | Bradford | Solar | Net-Metering | 11.4 | Active | 4384300% |  | 2020
GMP | Underhill | Solar | Net-Metering | 15 | Active | 4397700% |  | 2020
GMP | Barre City | Solar | Net-Metering | 24.94 | Active | 4386000% |  | 2020
GMP | Cabot | Solar | Net-Metering | 13.6 | Active | 4384400% |  | 2020
GMP | Springfield | Solar | Net-Metering | 5 | Active | 4401200% |  | 2020
GMP | Shoreham | Solar | Net-Metering | 6 | Active | 4384500% |  | 2020
GMP | Weathersfield | Solar | Net-Metering | 11.4 | Active | 4383700% |  | 2020
GMP | Chelsea | Solar | Net-Metering | 7.6 | Active | 4382600% |  | 2019
GMP | Westminster | Solar | Net-Metering | 3 | Active | 4383600% |  | 2020
GMP | Montpelier | Solar | Net-Metering | 6.49 | Active | 4382900% |  | 2019
GMP | Pawlet | Solar | Net-Metering | 12 | Active | 4397200% |  | 2020
GMP | Orwell | Solar | Net-Metering | 5.12 | Active | 4387400% |  | 2020
GMP | Shaftsbury | Solar | Net-Metering | 9.8 | Active | 4381100% |  | 2019
GMP | Kirby | Solar | Net-Metering | 10 | Active | 4399100% |  | 2020
GMP | Thetford | Solar | Net-Metering | 6 | Active | 4380900% |  | 2019
GMP | South Burlington | Solar | Net-Metering | 3.8 | Active | 4383700% |  | 2020
GMP | Waterbury | Solar | Net-Metering | 5 | Active | 4382500% |  | 2019
GMP | Windsor | Solar | Net-Metering | 3 | Active | 4378200% |  | 2019
GMP | Londonderry | Solar | Net-Metering | 7.6 | Active | 4379000% |  | 2019
GMP | St. Johnsbury | Solar | Net-Metering | 10 | Active | 4379000% |  | 2019
GMP | Mendon | Solar | Net-Metering | 7.6 | Active | 4385300% |  | 2020
GMP | Castleton | Solar | Net-Metering | 14.6 | Active | 4378400% |  | 2019
GMP | Weathersfield | Solar | Net-Metering | 15 | Active | 4390600% |  | 2020
GMP | Rutland Town | Solar | Net-Metering | 7.6 | Active | 4381600% |  | 2019
GMP | Waterbury | Solar | Net-Metering | 6 | Active | 4380800% |  | 2019
GMP | Chester | Solar | Net-Metering | 7.6 | Active | 4401300% |  | 2020
GMP | Norwich | Solar | Net-Metering | 3.6 | Active | 4378200% |  | 2019
GMP | Montpelier | Solar | Net-Metering | 11.4 | Active | 4380200% |  | 2019
GMP | Windsor | Solar | Net-Metering | 7.6 | Active | 4378900% |  | 2019
GMP | Essex Junction | Solar | Net-Metering | 3.8 | Active | 4382600% |  | 2019
GMP | Norwich | Solar | Net-Metering | 10 | Active | 4382500% |  | 2019
GMP | Brattleboro | Solar | Net-Metering | 6 | Active | 4382200% |  | 2019
GMP | Charlotte | Solar | Net-Metering | 15 | Active | 4383000% |  | 2019
GMP | St. Albans City | Solar | Net-Metering | 6.49 | Active | 4383000% |  | 2019
GMP | South Burlington | Solar | Net-Metering | 7.6 | Active | 4380800% |  | 2019
GMP | Strafford | Solar | Net-Metering | 6 | Active | 4380200% |  | 2019
GMP | Springfield | Solar | Net-Metering | 5 | Active | 4402800% |  | 2020
GMP | Northfield | Solar | Net-Metering | 11.4 | Active | 4378300% |  | 2019
GMP | Dover | Solar | Net-Metering | 5 | Active | 4382500% |  | 2019
GMP | Montpelier | Solar | Net-Metering | 7.6 | Active | 4385100% |  | 2020
GMP | Hartland | Solar | Net-Metering | 10 | Active | 4383300% |  | 2020
GMP | Cambridge | Solar | Net-Metering | 5 | Active | 4399200% |  | 2020
GMP | Cavendish | Solar | Net-Metering | 5 | Active | 4379600% |  | 2019
GMP | Williston | Solar | Net-Metering | 7.6 | Active | 4378400% |  | 2019
GMP | Vergennes | Solar | Net-Metering | 11.4 | Active | 4381700% |  | 2019
GMP | Hartland | Solar | Net-Metering | 6 | Active | 4381200% |  | 2019
GMP | Brookfield | Solar | Net-Metering | 3 | Active | 4380300% |  | 2019
GMP | Putney | Solar | Net-Metering | 3.6 | Active | 4380800% |  | 2019
GMP | Braintree | Solar | Net-Metering | 7.6 | Active | 4380800% |  | 2019
GMP | Weathersfield | Solar | Net-Metering | 6.96 | Active | 4379600% |  | 2019
GMP | Vergennes | Solar | Net-Metering | 7.6 | Active | 4385000% |  | 2020
GMP | Hartford | Solar | Net-Metering | 6 | Active | 4404700% |  | 2020
GMP | Dorset | Solar | Net-Metering | 7.9 | Active | 4380900% |  | 2019
GMP | Essex Junction | Solar | Net-Metering | 5.22 | Active | 4363700% |  | 2019
GMP | Putney | Solar | Net-Metering | 7.6 | Active | 4381000% |  | 2019
GMP | Woodstock | Solar | Net-Metering | 13.6 | Active | 4381200% |  | 2019
GMP | Worcester | Solar | Net-Metering | 10 | Active | 4381600% |  | 2019
GMP | Fairlee | Solar | Net-Metering | 7.6 | Active | 4381100% |  | 2019
GMP | Pownal | Solar | Net-Metering | 6 | Active | 4407800% |  | 2020
GMP | Rockingham | Solar | Net-Metering | 11.4 | Active | 4383700% |  | 2020
GMP | Barnard | Solar | Net-Metering | 6 | Active | 4382600% |  | 2019
GMP | Milton | Solar | Net-Metering | 5 | Active | 4379000% |  | 2019
GMP | Lincoln | Solar | Net-Metering | 10 | Active | 4383800% |  | 2020
GMP | Royalton | Solar | Net-Metering | 13.6 | Active | 4380900% |  | 2019
GMP | Wallingford | Solar | Net-Metering | 7.6 | Active | 4381100% |  | 2019
GMP | Huntington | Solar | Net-Metering | 14 | Active | 4403200% |  | 2020
GMP | Hubbardton | Solar | Net-Metering | 15 | Active | 4381900% |  | 2019
GMP | Milton | Solar | Net-Metering | 10 | Active | 4379000% |  | 2019
GMP | Bennington | Solar | Net-Metering | 7.6 | Active | 4389300% |  | 2020
GMP | Waterbury | Solar | Net-Metering | 11.4 | Active | 4383700% |  | 2020
GMP | St. Albans City | Solar | Net-Metering | 6 | Active | 4383300% |  | 2020
GMP | Proctor | Solar | Net-Metering | 10 | Active | 4401300% |  | 2020
GMP | Rockingham | Solar | Net-Metering | 2.52 | Active | 4383000% |  | 2019
GMP | Rochester | Solar | Net-Metering | 1.92 | Active | 4400700% |  | 2020
GMP | Benson | Solar | Net-Metering | 10 | Active | 4406300% |  | 2020
GMP | Fairlee | Solar | Net-Metering | 3 | Active | 4411100% |  | 2020
GMP | Barre Town | Solar | Net-Metering | 5 | Active | 4382900% |  | 2019
GMP | Milton | Solar | Net-Metering | 10 | Active | 4385800% |  | 2020
GMP | Waitsfield | Solar | Net-Metering | 7.6 | Active | 4414000% |  | 2020
GMP | East Montpelier | Solar | Net-Metering | 7.6 | Active | 4383300% |  | 2020
GMP | Royalton | Solar | Net-Metering | 6 | Active | 4380800% |  | 2019
GMP | Warren | Solar | Net-Metering | 7.6 | Active | 4407600% |  | 2020
GMP | Arlington | Solar | Net-Metering | 14.16 | Active | 4382500% |  | 2019
GMP | Brattleboro | Solar | Net-Metering | 12 | Active | 4385000% |  | 2020
GMP | Charlotte | Solar | Net-Metering | 10 | Active | 4381700% |  | 2019
GMP | Fairlee | Solar | Net-Metering | 15 | Active | 4382900% |  | 2019
GMP | Fairlee | Solar | Net-Metering | 15 | Active | 4381800% |  | 2019
GMP | Wilmington | Solar | Net-Metering | 3.8 | Active | 4379600% |  | 2019
GMP | Middlebury | Solar | Net-Metering | 3.8 | Active | 4387200% |  | 2020
GMP | Barre City | Solar | Net-Metering | 6 | Active | 4396300% |  | 2020
GMP | Pomfret | Solar | Net-Metering | 10 | Active | 4383600% |  | 2020
GMP | South Burlington | Solar | Net-Metering | 6 | Active | 4381600% |  | 2019
GMP | Colchester | Solar | Net-Metering | 6 | Active | 4383300% |  | 2020
GMP | Fairlee | Solar | Net-Metering | 7.6 | Active | 4383800% |  | 2020
GMP | Essex Junction | Solar | Net-Metering | 10 | Active | 4381200% |  | 2019
GMP | Newfane | Solar | Net-Metering | 6.4 | Active | 4390200% |  | 2020
GMP | Norwich | Solar | Net-Metering | 3.8 | Active | 4404300% |  | 2020
GMP | Colchester | Solar | Net-Metering | 7.6 | Active | 4383600% |  | 2020
GMP | St. Albans City | Solar | Net-Metering | 7.6 | Active | 4384500% |  | 2020
GMP | Rutland City | Solar | Net-Metering | 7.6 | Active | 4378800% |  | 2019
GMP | Manchester | Solar | Net-Metering | 3.8 | Active | 4381500% |  | 2019
GMP | Woodstock | Solar | Net-Metering | 11.4 | Active | 4381600% |  | 2019
GMP | Waterbury | Solar | Net-Metering | 6 | Active | 4381700% |  | 2019
GMP | Bristol | Solar | Net-Metering | 7.6 | Active | 4380500% |  | 2019
GMP | Thetford | Solar | Net-Metering | 6 | Active | 4381900% |  | 2019
GMP | Rutland Town | Solar | Net-Metering | 10 | Active | 4384700% |  | 2020
GMP | Charlotte | Solar | Net-Metering | 11.4 | Active | 4381600% |  | 2019
GMP | Pawlet | Solar | Net-Metering | 3.8 | Active | 4382500% |  | 2019
GMP | Hartford | Solar | Net-Metering | 133 | Active | 4394200% |  | 2020
GMP | Warren | Solar | Net-Metering | 7.6 | Active | 4379000% |  | 2019
GMP | Hartland | Solar | Net-Metering | 3 | Active | 4382900% |  | 2019
GMP | Jericho | Solar | Net-Metering | 7 | Active | 4383000% |  | 2019
GMP | Halifax | Solar | Net-Metering | 3.8 | Active | 4388600% |  | 2020
GMP | Dummerston | Solar | Net-Metering | 9 | Active | 4390800% |  | 2020
GMP | Stratton | Solar | Net-Metering | 8.41 | Active | 4411800% |  | 2020
GMP | Essex Junction | Solar | Net-Metering | 5 | Active | 4381800% |  | 2019
GMP | Colchester | Solar | Net-Metering | 7.7 | Active | 4385300% |  | 2020
GMP | Bennington | Solar | Net-Metering | 5 | Active | 4406700% |  | 2020
GMP | Strafford | Solar | Net-Metering | 5 | Active | 4383700% |  | 2020
GMP | Londonderry | Solar | Net-Metering | 3.8 | Active | 4390600% |  | 2020
GMP | Dorset | Solar | Net-Metering | 8.85 | Active | 4383200% |  | 2020
GMP | Waterbury | Solar | Net-Metering | 10 | Active | 4388900% |  | 2020
GMP | St. Johnsbury | Solar | Net-Metering | 5 | Active | 4384300% |  | 2020
GMP | Monkton | Solar | Net-Metering | 13.6 | Active | 4398600% |  | 2020
GMP | Hinesburg | Solar | Net-Metering | 8.58 | Active | 4383900% |  | 2020
GMP | Montpelier | Solar | Net-Metering | 5 | Active | 4409100% |  | 2020
GMP | Vernon | Solar | Net-Metering | 8.12 | Active | 4381800% |  | 2019
GMP | Leicester | Solar | Net-Metering | 5.61 | Active | 4396400% |  | 2020
GMP | St. Albans City | Solar | Net-Metering | 19 | Active | 4383300% |  | 2020
GMP | Dover | Solar | Net-Metering | 3 | Active | 4396500% |  | 2020
GMP | Georgia | Solar | Net-Metering | 6 | Active | 4399100% |  | 2020
GMP | Bradford | Solar | Net-Metering | 6.72 | Active | 4384600% |  | 2020
GMP | Sunderland | Solar | Net-Metering | 4.8 | Active | 4387200% |  | 2020
GMP | Plymouth | Solar | Net-Metering | 7.6 | Active | 4404900% |  | 2020
GMP | Williston | Solar | Net-Metering | 10 | Active | 4381700% |  | 2019
GMP | Woodstock | Solar | Net-Metering | 6 | Active | 4383000% |  | 2019
GMP | Weathersfield | Solar | Net-Metering | 150 | Active | 4402000% |  | 2020
GMP | Colchester | Solar | Net-Metering | 18 | Active | 4400600% |  | 2020
GMP | Wallingford | Solar | Net-Metering | 4.56 | Active | 4385100% |  | 2020
GMP | Westminster | Solar | Net-Metering | 5 | Active | 4386400% |  | 2020
GMP | Bradford | Solar | Net-Metering | 10 | Active | 4382200% |  | 2019
GMP | Strafford | Solar | Net-Metering | 3.8 | Active | 4382600% |  | 2019
GMP | Colchester | Solar | Net-Metering | 5.01 | Active | 4382200% |  | 2019
GMP | Montpelier | Solar | Net-Metering | 7.6 | Active | 4383000% |  | 2019
GMP | Dorset | Solar | Net-Metering | 4.72 | Active | 4384500% |  | 2020
GMP | Fairfax | Solar | Net-Metering | 6 | Active | 4383300% |  | 2020
GMP | St. Albans City | Solar | Net-Metering | 5 | Active | 4383200% |  | 2020
GMP | St. Albans Town | Solar | Net-Metering | 6 | Active | 4383600% |  | 2020
GMP | Barre City | Solar | Net-Metering | 6 | Active | 4383300% |  | 2020
GMP | Shrewsbury | Solar | Net-Metering | 6.24 | Active | 4388100% |  | 2020
GMP | Hartland | Solar | Net-Metering | 3.8 | Active | 4383300% |  | 2020
GMP | Middlebury | Solar | Net-Metering | 6 | Active | 4382200% |  | 2019
GMP | Colchester | Solar | Net-Metering | 11.4 | Active | 4390300% |  | 2020
GMP | Grafton | Solar | Net-Metering | 10.7 | Active | 4412400% |  | 2020
GMP | South Burlington | Solar | Net-Metering | 7.6 | Active | 4383700% |  | 2020
GMP | Essex Junction | Solar | Net-Metering | 120 | Active | 4413300% |  | 2020
GMP | Norwich | Solar | Net-Metering | 5 | Active | 4384500% |  | 2020
GMP | St. Albans City | Solar | Net-Metering | 6 | Active | 4387400% |  | 2020
GMP | Chester | Solar | Net-Metering | 5 | Active | 4412600% |  | 2020
GMP | Jericho | Solar | Net-Metering | 11.4 | Active | 4387400% |  | 2020
GMP | Weston | Solar | Net-Metering | 6 | Active | 4403600% |  | 2020
GMP | Brattleboro | Solar | Net-Metering | 5.8 | Active | 4383000% |  | 2019
GMP | Montpelier | Solar | Net-Metering | 7.6 | Active | 4386400% |  | 2020
GMP | Putney | Solar | Net-Metering | 5 | Active | 4385200% |  | 2020
GMP | Lunenburg | Solar | Net-Metering | 6 | Active | 4397900% |  | 2020
GMP | Bennington | Solar | Net-Metering | 7.6 | Active | 4383300% |  | 2020
GMP | Bennington | Solar | Net-Metering | 0.58 | Active | 4385800% |  | 2020
GMP | St. Albans City | Solar | Net-Metering | 7.44 | Active | 4387500% |  | 2020
GMP | Salisbury | Solar | Net-Metering | 13.6 | Active | 4388100% |  | 2020
GMP | Brookfield | Solar | Net-Metering | 8.26 | Active | 4399100% |  | 2020
GMP | South Burlington | Solar | Net-Metering | 7.67 | Active | 4384000% |  | 2020
GMP | Richmond | Solar | Net-Metering | 14.16 | Active | 4402800% |  | 2020
GMP | Barre Town | Solar | Net-Metering | 9.14 | Active | 4395800% |  | 2020
GMP | St. Johnsbury | Solar | Net-Metering | 5.31 | Active | 4385800% |  | 2020
GMP | Williston | Solar | Net-Metering | 4.13 | Active | 4394800% |  | 2020
GMP | South Burlington | Solar | Net-Metering | 10.03 | Active | 4386500% |  | 2020
GMP | Hinesburg | Solar | Net-Metering | 2.65 | Active | 4395100% |  | 2020
GMP | Williston | Solar | Net-Metering | 5.01 | Active | 4394900% |  | 2020
GMP | Rutland Town | Solar | Net-Metering | 17.6 | Active | 4404200% |  | 2020
GMP | Shelburne | Solar | Net-Metering | 10 | Active | 4384700% |  | 2020
GMP | South Burlington | Solar | Net-Metering | 6 | Active | 4384000% |  | 2020
GMP | Warren | Solar | Net-Metering | 6 | Active | 4407600% |  | 2020
GMP | Shoreham | Solar | Net-Metering | 7.6 | Active | 4383600% |  | 2020
GMP | Essex Junction | Solar | Net-Metering | 10 | Active | 4384400% |  | 2020
GMP | Salisbury | Solar | Net-Metering | 10 | Active | 4385400% |  | 2020
GMP | Waterbury | Solar | Net-Metering | 149 | Active | 4405400% |  | 2020
GMP | Townshend | Solar | Net-Metering | 14.8 | Active | 4385300% |  | 2020
GMP | Fair Haven | Solar | Net-Metering | 13.6 | Active | 4387100% |  | 2020
GMP | Bennington | Solar | Net-Metering | 11.4 | Active | 4405300% |  | 2020
GMP | Chester | Solar | Net-Metering | 5.04 | Active | 4401200% |  | 2020
GMP | Royalton | Solar | Net-Metering | 3.8 | Active | 4385000% |  | 2020
GMP | South Burlington | Solar | Net-Metering | 7.6 | Active | 4386100% |  | 2020
GMP | Charlotte | Solar | Net-Metering | 11.4 | Active | 4390600% |  | 2020
GMP | Shelburne | Solar | Net-Metering | 6 | Active | 4385200% |  | 2020
GMP | Springfield | Solar | Net-Metering | 11.4 | Active | 4398300% |  | 2020
GMP | Springfield | Solar | Net-Metering | 4.32 | Active | 4388600% |  | 2020
GMP | Woodstock | Solar | Net-Metering | 11.4 | Active | 4390600% |  | 2020
GMP | Chester | Solar | Net-Metering | 5 | Active | 4385800% |  | 2020
GMP | Montpelier | Solar | Net-Metering | 7.6 | Active | 4401400% |  | 2020
GMP | Pownal | Solar | Net-Metering | 62.4 | Active | 4391500% |  | 2020
GMP | Chester | Solar | Net-Metering | 3.12 | Active | 4408800% |  | 2020
GMP | Middlebury | Solar | Net-Metering | 7.6 | Active | 4389600% |  | 2020
GMP | Essex Junction | Solar | Net-Metering | 3.8 | Active | 4387800% |  | 2020
GMP | Colchester | Solar | Net-Metering | 6 | Active | 4394300% |  | 2020
GMP | St. Johnsbury | Solar | Net-Metering | 3 | Active | 4386800% |  | 2020
GMP | Woodstock | Solar | Net-Metering | 6 | Active | 4389900% |  | 2020
GMP | Colchester | Solar | Net-Metering | 5 | Active | 4385400% |  | 2020
GMP | Waitsfield | Solar | Net-Metering | 3.8 | Active | 4386500% |  | 2020
GMP | Thetford | Solar | Net-Metering | 7.6 | Active | 4394300% |  | 2020
GMP | Norwich | Solar | Net-Metering | 11.4 | Active | 4386600% |  | 2020
GMP | Chelsea | Solar | Net-Metering | 13.6 | Active | 4409800% |  | 2020
GMP | Tunbridge | Solar | Net-Metering | 2.9 | Active | 4404000% |  | 2020
GMP | Montpelier | Solar | Net-Metering | 6 | Active | 4387100% |  | 2020
GMP | Winooski | Solar | Net-Metering | 3.8 | Active | 4401200% |  | 2020
GMP | Williston | Solar | Net-Metering | 57.6 | Active | 4404700% |  | 2020
GMP | Essex Junction | Solar | Net-Metering | 7.6 | Active | 4385800% |  | 2020
GMP | Williston | Solar | Net-Metering | 6 | Active | 4385900% |  | 2020
GMP | Winooski | Solar | Net-Metering | 10 | Active | 4387300% |  | 2020
GMP | Essex Junction | Solar | Net-Metering | 3.8 | Active | 4396500% |  | 2020
GMP | Williston | Solar | Net-Metering | 6 | Active | 4399800% |  | 2020
GMP | Chester | Solar | Net-Metering | 8.26 | Active | 4396900% |  | 2020
GMP | Roxbury | Solar | Net-Metering | 5 | Active | 4389600% |  | 2020
GMP | Worcester | Solar | Net-Metering | 3.8 | Active | 4402000% |  | 2020
GMP | St. Johnsbury | Solar | Net-Metering | 4.32 | Active | 4394300% |  | 2020
GMP | Monkton | Solar | Net-Metering | 7.6 | Active | 4400000% |  | 2020
GMP | West Windsor | Solar | Net-Metering | 5.76 | Active | 4404000% |  | 2020
GMP | Charlotte | Solar | Net-Metering | 10.32 | Active | 4395600% |  | 2020
GMP | Clarendon | Solar | Net-Metering | 6 | Active | 4388100% |  | 2020
GMP | Westford | Solar | Net-Metering | 7.44 | Active | 4394400% |  | 2020
GMP | Clarendon | Solar | Net-Metering | 5.28 | Active | 4387300% |  | 2020
GMP | Rutland City | Solar | Net-Metering | 4.56 | Active | 4390800% |  | 2020
GMP | Braintree | Solar | Net-Metering | 6.24 | Active | 4389900% |  | 2020
GMP | Andover | Solar | Net-Metering | 7.6 | Active | 4401400% |  | 2020
GMP | Cabot | Solar | Net-Metering | 7.6 | Active | 4389600% |  | 2020
GMP | Shoreham | Solar | Net-Metering | 22.8 | Active | 4421100% |  | 2021
GMP | Shoreham | Solar | Net-Metering | 30 | Active | 4421500% |  | 2021
GMP | Roxbury | Solar | Net-Metering | 11.4 | Active | 4389600% |  | 2020
GMP | Rochester | Solar | Net-Metering | 5 | Active | 4386500% |  | 2020
GMP | Springfield | Solar | Net-Metering | 6 | Active | 4398700% |  | 2020
GMP | Waitsfield | Solar | Net-Metering | 7.6 | Active | 4408900% |  | 2020
GMP | Lincoln | Solar | Net-Metering | 10.32 | Active | 4384600% |  | 2020
GMP | Colchester | Solar | Net-Metering | 9.86 | Active | 4397000% |  | 2020
GMP | New Haven | Solar | Net-Metering | 15 | Active | 4397000% |  | 2020
GMP | Randolph | Solar | Net-Metering | 25 | Active | 4416600% |  | 2020
GMP | Pittsford | Solar | Net-Metering | 500 | Active | 4450800% |  | 2021
GMP | Shoreham | Solar | Net-Metering | 11.4 | Active | 4410900% |  | 2020
GMP | Winooski | Solar | Net-Metering | 3 | Active | 4390300% |  | 2020
GMP | Montpelier | Solar | Net-Metering | 7.6 | Active | 4401100% |  | 2020
GMP | Colchester | Solar | Net-Metering | 6 | Active | 4399100% |  | 2020
GMP | St. Johnsbury | Solar | Net-Metering | 5 | Active | 4402700% |  | 2020
GMP | Newbury | Solar | Net-Metering | 10 | Active | 4408500% |  | 2020
GMP | Shaftsbury | Solar | Net-Metering | 15 | Active | 4394300% |  | 2020
GMP | Brookline | Solar | Net-Metering | 24 | Active | 4394300% |  | 2020
GMP | Stowe | Solar | Net-Metering | 15 | Active | 4385400% |  | 2020
GMP | Vergennes | Solar | Net-Metering | 6 | Active | 4387900% |  | 2020
GMP | Poultney | Solar | Net-Metering | 7.6 | Active | 4400600% |  | 2020
GMP | Chester | Solar | Net-Metering | 5 | Active | 4407500% |  | 2020
GMP | Hartland | Solar | Net-Metering | 3 | Active | 4389600% |  | 2020
GMP | Warren | Solar | Net-Metering | 3.8 | Active | 4407800% |  | 2020
GMP | Middlebury | Solar | Net-Metering | 6 | Active | 4396500% |  | 2020
GMP | Georgia | Solar | Net-Metering | 5.52 | Active | 4388900% |  | 2020
GMP | Georgia | Solar | Net-Metering | 6.72 | Active | 4397800% |  | 2020
GMP | Weston | Solar | Net-Metering | 7.68 | Active | 4404200% |  | 2020
GMP | Sheldon | Solar | Net-Metering | 5.28 | Active | 4389400% |  | 2020
GMP | Clarendon | Solar | Net-Metering | 7.68 | Active | 4390800% |  | 2020
GMP | Peru | Solar | Net-Metering | 4.88 | Active | 4406000% |  | 2020
GMP | Putney | Solar | Net-Metering | 5 | Active | 4394300% |  | 2020
GMP | Richmond | Solar | Net-Metering | 7.6 | Active | 4398700% |  | 2020
GMP | Brattleboro | Solar | Net-Metering | 10 | Active | 4409500% |  | 2020
GMP | Essex Junction | Solar | Net-Metering | 7.6 | Active | 4390800% |  | 2020
GMP | Orwell | Solar | Net-Metering | 4.32 | Active | 4388900% |  | 2020
GMP | Brookline | Solar | Net-Metering | 15 | Active | 4398400% |  | 2020
GMP | Manchester | Solar | Net-Metering | 15 | Active | 4414500% |  | 2020
GMP | Sudbury | Solar | Net-Metering | 5 | Active | 4402800% |  | 2020
GMP | Middlebury | Solar | Net-Metering | 5 | Active | 4387800% |  | 2020
GMP | Shelburne | Solar | Net-Metering | 7.6 | Active | 4388200% |  | 2020
GMP | Montpelier | Solar | Net-Metering | 7.6 | Active | 4388900% |  | 2020
GMP | Manchester | Solar | Net-Metering | 3.8 | Active | 4398700% |  | 2020
GMP | Middlebury | Solar | Net-Metering | 8.64 | Active | 4388500% |  | 2020
GMP | Vergennes | Solar | Net-Metering | 7.44 | Active | 4394400% |  | 2020
GMP | Hartford | Solar | Net-Metering | 12 | Active | 4399800% |  | 2020
GMP | Brandon | Solar | Net-Metering | 7.6 | Active | 4395000% |  | 2020
GMP | Colchester | Solar | Net-Metering | 10.8 | Active | 4398600% |  | 2020
GMP | Shelburne | Solar | Net-Metering | 3.8 | Active | 4390300% |  | 2020
GMP | Strafford | Solar | Net-Metering | 7.05 | Active | 4398400% |  | 2020
GMP | Arlington | Solar | Net-Metering | 6 | Active | 4389300% |  | 2020
GMP | Williston | Solar | Net-Metering | 3 | Active | 4390600% |  | 2020
GMP | Chester | Solar | Net-Metering | 6 | Active | 4390000% |  | 2020
GMP | St. Albans City | Solar | Net-Metering | 12.24 | Active | 4396900% |  | 2020
GMP | Ferrisburgh | Solar | Net-Metering | 7.6 | Active | 4411200% |  | 2020
GMP | Middlebury | Solar | Net-Metering | 10 | Active | 4389300% |  | 2020
GMP | St. Albans Town | Solar | Net-Metering | 37.6 | Active | 4401400% |  | 2020
GMP | Tinmouth | Solar | Net-Metering | 6 | Active | 4399000% |  | 2020
GMP | Shelburne | Solar | Net-Metering | 5 | Active | 4394300% |  | 2020
GMP | Fairlee | Solar | Net-Metering | 7.7 | Active | 4390000% |  | 2020
GMP | Montpelier | Solar | Net-Metering | 5 | Active | 4388600% |  | 2020
GMP | Dorset | Solar | Net-Metering | 3.84 | Active | 4398600% |  | 2020
GMP | Bradford | Solar | Net-Metering | 5.76 | Active | 4395800% |  | 2020
GMP | Rutland City | Solar | Net-Metering | 13.2 | Active | 4395000% |  | 2020
GMP | Cavendish | Solar | Net-Metering | 500 | Active | 4445600% |  | 2021
GMP | Newbury | Solar | Net-Metering | 5 | Active | 4399900% |  | 2020
GMP | Barre City | Solar | Net-Metering | 2.88 | Active | 4395800% |  | 2020
GMP | Barnet | Solar | Net-Metering | 2.4 | Active | 4398600% |  | 2020
GMP | Wells | Solar | Net-Metering | 3.84 | Active | 4394400% |  | 2020
GMP | Vernon | Solar | Net-Metering | 6.72 | Active | 4390300% |  | 2020
GMP | St. Albans City | Solar | Net-Metering | 6.09 | Active | 4400800% |  | 2020
GMP | Colchester | Solar | Net-Metering | 5.76 | Active | 4398600% |  | 2020
GMP | Hinesburg | Solar | Net-Metering | 7.08 | Active | 4394300% |  | 2020
GMP | Fairlee | Solar | Net-Metering | 5.9 | Active | 4389400% |  | 2020
GMP | Springfield | Solar | Net-Metering | 7.6 | Active | 4388800% |  | 2020
GMP | Brandon | Solar | Net-Metering | 6.96 | Active | 4394300% |  | 2020
GMP | Peacham | Solar | Net-Metering | 3.8 | Active | 4404200% |  | 2020
GMP | Charlotte | Solar | Net-Metering | 11.4 | Active | 4394400% |  | 2020
GMP | Montpelier | Solar | Net-Metering | 7.6 | Active | 4401100% |  | 2020
GMP | West Windsor | Solar | Net-Metering | 7.68 | Active | 4397000% |  | 2020
GMP | Hartland | Solar | Net-Metering | 500 | Active | 4444100% |  | 2021
GMP | Thetford | Solar | Net-Metering | 5 | Active | 4394300% |  | 2020
GMP | Shrewsbury | Solar | Net-Metering | 4.48 | Active | 4390600% |  | 2020
GMP | Essex Junction | Solar | Net-Metering | 12 | Active | 4395100% |  | 2020
GMP | Waterbury | Solar | Net-Metering | 15 | Active | 4387400% |  | 2020
GMP | Fairfax | Solar | Net-Metering | 11.4 | Active | 4399000% |  | 2020
GMP | Woodstock | Solar | Net-Metering | 6 | Active | 4402500% |  | 2020
GMP | South Burlington | Solar | Net-Metering | 6 | Active | 4389300% |  | 2020
GMP | Williston | Solar | Net-Metering | 5 | Active | 4389600% |  | 2020
GMP | Barre City | Solar | Net-Metering | 7.6 | Active | 4390800% |  | 2020
GMP | Colchester | Solar | Net-Metering | 7.6 | Active | 4400700% |  | 2020
GMP | Hinesburg | Solar | Net-Metering | 6 | Active | 4390300% |  | 2020
GMP | Bristol | Solar | Net-Metering | 11.4 | Active | 4400000% |  | 2020
GMP | Berlin | Solar | Net-Metering | 13.57 | Active | 4410400% |  | 2020
GMP | Shrewsbury | Solar | Net-Metering | 6.4 | Active | 4390000% |  | 2020
GMP | Middlebury | Solar | Net-Metering | 7.6 | Active | 4394300% |  | 2020
GMP | Manchester | Solar | Net-Metering | 16 | Active | 4408800% |  | 2020
GMP | Brandon | Solar | Net-Metering | 13.6 | Active | 4400700% |  | 2020
GMP | Lincoln | Solar | Net-Metering | 20.28 | Active | 3908400% |  | 2007
GMP | Lincoln | Solar | Net-Metering | 10 | Active | 4179100% |  | 2014
GMP | Barnard | Solar | Net-Metering | 5 | Active | 4399800% |  | 2020
GMP | Pawlet | Solar | Net-Metering | 3.84 | Active | 4399200% |  | 2020
GMP | Williston | Solar | Net-Metering | 13.92 | Active | 4394400% |  | 2020
GMP | Rutland City | Solar | Net-Metering | 3.36 | Active | 4401200% |  | 2020
GMP | New Haven | Solar | Net-Metering | 11.31 | Active | 4414800% |  | 2020
GMP | Jericho | Solar | Net-Metering | 7.6 | Active | 4406400% |  | 2020
GMP | Jericho | Solar | Net-Metering | 7.6 | Active | 4402700% |  | 2020
GMP | Waterbury | Solar | Net-Metering | 15 | Active | 4391000% |  | 2020
GMP | Pawlet | Solar | Net-Metering | 8.96 | Active | 4400500% |  | 2020
GMP | Newbury | Hydro | Net-Metering | 325 | Active | 4394100% |  | 2020
GMP | Westminster | Solar | Net-Metering | 15.2 | Active | 4394300% |  | 2020
GMP | Wallingford | Solar | Net-Metering | 6 | Active | 4400000% |  | 2020
GMP | Plainfield | Solar | Net-Metering | 6 | Active | 4399000% |  | 2020
GMP | Norwich | Solar | Net-Metering | 10 | Active | 4401300% |  | 2020
GMP | Vernon | Solar | Net-Metering | 2.64 | Active | 4402800% |  | 2020
GMP | West Rutland | Solar | Net-Metering | 34.2 | Active | 4404900% |  | 2020
GMP | Fairlee | Solar | Net-Metering | 7.6 | Active | 4399900% |  | 2020
GMP | Orwell | Solar | Net-Metering | 7.6 | Active | 4396200% |  | 2020
GMP | Rutland City | Solar | Net-Metering | 3.8 | Active | 4395600% |  | 2020
GMP | Bennington | Solar | Net-Metering | 6.72 | Active | 4401200% |  | 2020
GMP | Weathersfield | Solar | Net-Metering | 11.4 | Active | 4406700% |  | 2020
GMP | South Burlington | Solar | Net-Metering | 5 | Active | 4394400% |  | 2020
GMP | Andover | Solar | Net-Metering | 7.6 | Active | 4406400% |  | 2020
GMP | Londonderry | Solar | Net-Metering | 7.6 | Active | 4415200% |  | 2020
GMP | Bradford | Solar | Net-Metering | 5 | Active | 4396600% |  | 2020
GMP | Vergennes | Solar | Net-Metering | 14.5 | Active | 4406700% |  | 2020
GMP | Wardsboro | Solar | Net-Metering | 7.2 | Active | 4396900% |  | 2020
GMP | Addison | Solar | Net-Metering | 3.8 | Active | 4388100% |  | 2020
GMP | Waltham | Solar | Net-Metering | 5 | Active | 4409600% |  | 2020
GMP | Vernon | Solar | Net-Metering | 4.32 | Active | 4402200% |  | 2020
GMP | MIddlebury | Solar | Net-Metering | 7.6 | Active | 4396300% |  | 2020
GMP | St. Johnsbury | Solar | Net-Metering | 18.59 | Active | 4404200% |  | 2020
GMP | Brattleboro | Solar | Net-Metering | 7.6 | Active | 4394300% |  | 2020
GMP | Springfield | Solar | Net-Metering | 4.32 | Active | 4396300% |  | 2020
GMP | Springfield | Solar | Net-Metering | 2.32 | Active | 4396900% |  | 2020
GMP | Milton | Solar | Net-Metering | 10 | Active | 4394300% |  | 2020
GMP | Mount Holly | Solar | Net-Metering | 8.2 | Active | 4396400% |  | 2020
GMP | Benson | Solar | Net-Metering | 3 | Active | 4398500% |  | 2020
GMP | Brookfield | Solar | Net-Metering | 3.12 | Active | 4398600% |  | 2020
GMP | Halifax | Solar | Net-Metering | 5 | Active | 4398000% |  | 2020
GMP | Middlebury | Solar | Net-Metering | 10 | Active | 4405700% |  | 2020
GMP | Grafton | Solar | Net-Metering | 3.19 | Active | 4397300% |  | 2020
GMP | Essex | Solar | Net-Metering | 6 | Active | 4394300% |  | 2020
GMP | Milton | Solar | Net-Metering | 3.8 | Active | 4394300% |  | 2020
GMP | St. Albans Town | Solar | Net-Metering | 3.8 | Active | 4395600% |  | 2020
GMP | Georgia | Solar | Net-Metering | 5 | Active | 4394300% |  | 2020
GMP | Colchester | Solar | Net-Metering | 5.76 | Active | 4397000% |  | 2020
GMP | Cornwall | Solar | Net-Metering | 9.36 | Active | 4404200% |  | 2020
GMP | St. Albans City | Solar | Net-Metering | 500 | Active | 4436400% |  | 2021
GMP | Newbury | Solar | Net-Metering | 425 | Active | 4478800% |  | 2022
GMP | Newbury | Solar | Net-Metering | 500 | Active | 4436400% |  | 2021
GMP | Killington | Solar | Net-Metering | 10 | Active | 4420200% |  | 2021
GMP | Barre Town | Solar | Net-Metering | 7.6 | Active | 4399900% |  | 2020
GMP | Royalton | Solar | Net-Metering | 6 | Active | 4399800% |  | 2020
GMP | Essex Junction | Solar | Net-Metering | 2.88 | Active | 4402200% |  | 2020
GMP | Groton | Solar | Net-Metering | 9.84 | Active | 4403600% |  | 2020
GMP | Vergennes | Solar | Net-Metering | 8.96 | Active | 4394400% |  | 2020
GMP | Readsboro | Solar | Net-Metering | 4.32 | Active | 4398000% |  | 2020
GMP | Whitingham | Solar | Net-Metering | 8.64 | Active | 4407000% |  | 2020
GMP | Chester | Solar | Net-Metering | 4.8 | Active | 4394300% |  | 2020
GMP | Hartland | Solar | Net-Metering | 22.8 | Active | 4404300% |  | 2020
GMP | Brookfield | Solar | Net-Metering | 15 | Active | 4399700% |  | 2020
GMP | Shaftsbury | Solar | Net-Metering | 5 | Active | 4427900% |  | 2021
GMP | Bradford | Solar | Net-Metering | 3.36 | Active | 4401200% |  | 2020
GMP | Essex Junction | Solar | Net-Metering | 4.32 | Active | 4401200% |  | 2020
GMP | Georgia | Solar | Net-Metering | 8.16 | Active | 4397800% |  | 2020
GMP | Hartford | Solar | Net-Metering | 4.32 | Active | 4397100% |  | 2020
GMP | Dummerston | Solar | Net-Metering | 6.96 | Active | 4398300% |  | 2020
GMP | Shaftsbury | Solar | Net-Metering | 3.12 | Active | 4407600% |  | 2020
GMP | Rupert | Solar | Net-Metering | 6.3 | Active | 4405600% |  | 2020
GMP | Starksboro | Solar | Net-Metering | 5.9 | Active | 4402600% |  | 2020
GMP | Colchester | Solar | Net-Metering | 6 | Active | 4395500% |  | 2020
GMP | Barre City | Solar | Net-Metering | 9.12 | Active | 4409100% |  | 2020
GMP | South Burlington | Solar | Net-Metering | 5.52 | Active | 4406300% |  | 2020
GMP | WEathersfield | Solar | Net-Metering | 5 | Active | 4398000% |  | 2020
GMP | Middlebury | Solar | Net-Metering | 100 | Active | 4425900% |  | 2021
GMP | Pittsford | Solar | Net-Metering | 7.6 | Active | 4394300% |  | 2020
GMP | Essex Junction | Solar | Net-Metering | 3.8 | Active | 4398700% |  | 2020
GMP | Rutland City | Solar | Net-Metering | 3.2 | Active | 4398700% |  | 2020
GMP | Salisbury | Solar | Net-Metering | 6 | Active | 4400500% |  | 2020
GMP | Brandon | Solar | Net-Metering | 6 | Active | 4402600% |  | 2020
GMP | Charlotte | Solar | Net-Metering | 6.2 | Active | 4400100% |  | 2020
GMP | Bennington | Solar | Net-Metering | 7.68 | Active | 4406100% |  | 2020
GMP | Waitsfield | Solar | Net-Metering | 9.6 | Active | 4401100% |  | 2020
GMP | Essex Junction | Solar | Net-Metering | 3.6 | Active | 4405600% |  | 2020
GMP | Shelburne | Solar | Net-Metering | 20 | Active | 4399200% |  | 2020
GMP | Bristol | Solar | Net-Metering | 3.6 | Active | 4401200% |  | 2020
GMP | Georgia | Solar | Net-Metering | 6.96 | Active | 4395800% |  | 2020
GMP | Newbury | Solar | Net-Metering | 6.72 | Active | 4410300% |  | 2020
GMP | Braintree | Solar | Net-Metering | 7.2 | Active | 4404200% |  | 2020
GMP | Wallingford | Solar | Net-Metering | 17.6 | Active | 4404800% |  | 2020
GMP | Andover | Solar | Net-Metering | 10 | Active | 4397300% |  | 2020
GMP | Bristol | Solar | Net-Metering | 5 | Active | 4398500% |  | 2020
GMP | Pawlet | Solar | Net-Metering | 500 | Active | 4408500% |  | 2020
GMP | Rutland Town | Solar | Net-Metering | 42 | Active | 4398400% |  | 2020
GMP | Shelburne | Solar | Net-Metering | 72 | Active | 4406300% |  | 2020
GMP | Hinesburg | Solar | Net-Metering | 14 | Active | 4402100% |  | 2020
GMP | Williamstown | Solar | Net-Metering | 2.88 | Active | 4395800% |  | 2020
GMP | Hubbardton | Solar | Net-Metering | 6.72 | Active | 4399700% |  | 2020
GMP | East Montpelier | Solar | Net-Metering | 17.6 | Active | 4397800% |  | 2020
GMP | Charlotte | Solar | Net-Metering | 6 | Active | 4398600% |  | 2020
GMP | Brattleboro | Solar | Net-Metering | 7.6 | Active | 4402900% |  | 2020
GMP | Brandon | Solar | Net-Metering | 10.32 | Active | 4401900% |  | 2020
GMP | Milton | Solar | Net-Metering | 11.4 | Active | 4396500% |  | 2020
GMP | Williston | Solar | Net-Metering | 6.2 | Active | 4396300% |  | 2020
GMP | Chittenden | Solar | Net-Metering | 3.6 | Active | 4395800% |  | 2020
GMP | Cambridge | Solar | Net-Metering | 7.2 | Active | 4401100% |  | 2020
GMP | Randolph | Solar | Net-Metering | 7.6 | Active | 4399200% |  | 2020
GMP | Andover | Solar | Net-Metering | 6 | Active | 4395800% |  | 2020
GMP | Bristol | Solar | Net-Metering | 5 | Active | 4400000% |  | 2020
GMP | Huntington | Solar | Net-Metering | 11.4 | Active | 4402800% |  | 2020
GMP | Shelburne | Solar | Net-Metering | 11.4 | Active | 4396200% |  | 2020
GMP | Ludlow | Solar | Net-Metering | 6 | Active | 4398300% |  | 2020
GMP | Springfield | Solar | Net-Metering | 11.4 | Active | 4398600% |  | 2020
GMP | Essex Junction | Solar | Net-Metering | 6 | Active | 4402200% |  | 2020
GMP | Woodstock | Solar | Net-Metering | 15 | Active | 4400500% |  | 2020
GMP | Mount Holly | Solar | Net-Metering | 5.12 | Active | 4409900% |  | 2020
GMP | Thetford | Solar | Net-Metering | 3.6 | Active | 4399400% |  | 2020
GMP | Bethel | Solar | Net-Metering | 11.76 | Active | 4408300% |  | 2020
GMP | Marlboro | Solar | Net-Metering | 10.56 | Active | 4407000% |  | 2020
GMP | Newbury | Hydro | Utility | 324 | Active | 3104800% |  | 1985
GMP | Newbury | Hydro | Utility | 50 | Active | 3104800% |  | 1985
GMP | Williston | Solar | Net-Metering | 6.48 | Active | 4398400% |  | 2020
GMP | Springfield | Solar | Net-Metering | 9.6 | Active | 4401100% |  | 2020
GMP | Weathersfield | Solar | Net-Metering | 9.12 | Active | 4398600% |  | 2020
GMP | Rockingham | Solar | Net-Metering | 11.4 | Active | 4399000% |  | 2020
GMP | Essex | Solar | Net-Metering | 6 | Active | 4406400% |  | 2020
GMP | Shelburne | Solar | Net-Metering | 3.8 | Active | 4398600% |  | 2020
GMP | Milton | Solar | Net-Metering | 11.4 | Active | 4402200% |  | 2020
GMP | South Burlington | Solar | Net-Metering | 5.76 | Active | 4429900% |  | 2021
GMP | Milton | Solar | Net-Metering | 7.44 | Active | 4407700% |  | 2020
GMP | Bennington | Solar | Net-Metering | 4.13 | Active | 4400700% |  | 2020
GMP | St. Albans City | Solar | Net-Metering | 10 | Active | 4404700% |  | 2020
GMP | Waterbury | Solar | Net-Metering | 10 | Active | 4399700% |  | 2020
GMP | Fairlee | Solar | Net-Metering | 5.28 | Active | 4398600% |  | 2020
GMP | Killington | Solar | Net-Metering | 16.32 | Active | 4406700% |  | 2020
GMP | Randolph | Solar | Net-Metering | 500 | Active | 4477000% |  | 2022
GMP | Springfield | Solar | Net-Metering | 7.44 | Active | 4400100% |  | 2020
GMP | Bridport | Solar | Net-Metering | 70 | Active | 4444900% |  | 2021
GMP | Weathersfield | Solar | Net-Metering | 6 | Active | 4406200% |  | 2020
GMP | Georgia | Solar | Net-Metering | 500 | Active | 4453100% |  | 2021
GMP | Wallingford | Solar | Net-Metering | 500 | Active | 4440600% |  | 2021
GMP | Wilmington | Solar | Net-Metering | 7.6 | Active | 4410200% |  | 2020
GMP | Thetford | Solar | Net-Metering | 5 | Active | 4402600% |  | 2020
GMP | Royalton | Solar | Net-Metering | 15.2 | Active | 4398000% |  | 2020
GMP | Bennington | Solar | Net-Metering | 4.08 | Active | 4404800% |  | 2020
GMP | Strafford | Solar | Net-Metering | 4.32 | Active | 4402200% |  | 2020
GMP | St. Johnsbury | Solar | Net-Metering | 10 | Active | 4397300% |  | 2020
GMP | Andover | Solar | Net-Metering | 9 | Active | 4404800% |  | 2020
GMP | Weathersfield | Solar | Net-Metering | 500 | Active | 4464800% |  | 2022
GMP | Barre Town | Solar | Net-Metering | 15 | Active | 4403200% |  | 2020
GMP | St. Johnsbury | Solar | Net-Metering | 500 | Active | 4494400% |  | 2023
GMP | Jericho | Solar | Net-Metering | 5.9 | Active | 4398700% |  | 2020
GMP | Andover | Solar | Net-Metering | 10 | Active | 4398300% |  | 2020
GMP | Strafford | Solar | Net-Metering | 6 | Active | 4396900% |  | 2020
GMP | Colchester | Solar | Net-Metering | 10.3 | Active | 4408400% |  | 2020
GMP | Westminster | Solar | Net-Metering | 4.93 | Active | 4399200% |  | 2020
GMP | Montpelier | Solar | Net-Metering | 10 | Active | 4403200% |  | 2020
GMP | Pownal | Solar | Net-Metering | 6 | Active | 4411700% |  | 2020
GMP | Manchester | Solar | Net-Metering | 150 | Active | 4439300% |  | 2021
GMP | Chester | Solar | Net-Metering | 8.16 | Active | 4404300% |  | 2020
GMP | Williston | Solar | Net-Metering | 5.76 | Active | 4401100% |  | 2020
GMP | Woodstock | Solar | Net-Metering | 4.56 | Active | 4411800% |  | 2020
GMP | Westminster | Solar | Net-Metering | 2.88 | Active | 4403200% |  | 2020
GMP | Springfield | Solar | Net-Metering | 7.92 | Active | 4407700% |  | 2020
GMP | Bristol | Solar | Net-Metering | 4.32 | Active | 4401100% |  | 2020
GMP | Royalton | Solar | Net-Metering | 7.6 | Active | 4399300% |  | 2020
GMP | Norwich | Solar | Net-Metering | 150 | Active | 4448900% |  | 2021
GMP | Danville | Solar | Net-Metering | 100 | Active | 4443900% |  | 2021
GMP | Clarendon | Solar | Net-Metering | 500 | Active | 4469400% |  | 2022
GMP | Norwich | Solar | Net-Metering | 150 | Active | 4447700% |  | 2021
GMP | Waitsfield | Solar | Net-Metering | 5.31 | Active | 4415100% |  | 2020
GMP | Waterbury | Solar | Net-Metering | 12.69 | Active | 4400700% |  | 2020
GMP | Montpelier | Solar | Net-Metering | 10.6 | Active | 4399400% |  | 2020
GMP | Sharon | Solar | Net-Metering | 3.5 | Active | 4439800% |  | 2021
GMP | Middlebury | Solar | Net-Metering | 500 | Active | 4469900% |  | 2022
GMP | Monkton | Solar | Net-Metering | 7.68 | Active | 4406200% |  | 2020
GMP | Vergennes | Solar | Net-Metering | 6.48 | Active | 4401200% |  | 2020
GMP | Williston | Solar | Net-Metering | 11.8 | Active | 4401400% |  | 2020
GMP | Waterbury | Solar | Net-Metering | 10 | Active | 4404300% |  | 2020
GMP | Winooski | Solar | Net-Metering | 4.93 | Active | 4402200% |  | 2020
GMP | Plainfield | Solar | Net-Metering | 2.64 | Active | 4401200% |  | 2020
GMP | Rutland City | Solar | Net-Metering | 4.56 | Active | 4406400% |  | 2020
GMP | Fairfax | Solar | Net-Metering | 14.6 | Active | 4412300% |  | 2020
GMP | Waterbury | Solar | Net-Metering | 11.4 | Active | 4410500% |  | 2020
GMP | Montpelier | Solar | Net-Metering | 5 | Active | 4404100% |  | 2020
GMP | Woodstock | Solar | Net-Metering | 299.8 | Active | 4409800% |  | 2020
GMP | Sandgate | Solar | Net-Metering | 9.7 | Active | 4406100% |  | 2020
GMP | Chester | Solar | Net-Metering | 7 | Active | 4403600% |  | 2020
GMP | Georgia | Solar | Net-Metering | 6.67 | Active | 4402500% |  | 2020
GMP | Charlotte | Solar | Net-Metering | 14.7 | Active | 4400800% |  | 2020
GMP | Ludlow | Solar | Net-Metering | 11.4 | Active | 4422100% |  | 2021
GMP | Waitsfield | Solar | Net-Metering | 7.6 | Active | 4407400% |  | 2020
GMP | Waterbury | Solar | Net-Metering | 15 | Active | 4402700% |  | 2020
GMP | Woodstock | Solar | Net-Metering | 7.6 | Active | 4409500% |  | 2020
GMP | Milton | Solar | Net-Metering | 7.68 | Active | 4401200% |  | 2020
GMP | Waterford | Solar | Net-Metering | 4.8 | Active | 4407100% |  | 2020
GMP | Ferrisburgh | Solar | Net-Metering | 15 | Active | 4400100% |  | 2020
GMP | Milton | Solar | Net-Metering | 3.8 | Active | 4399100% |  | 2020
GMP | Rupert | Solar | Net-Metering | 7 | Active | 4402800% |  | 2020
GMP | Shelburne | Solar | Net-Metering | 11.4 | Active | 4425300% |  | 2021
GMP | Monkton | Solar | Net-Metering | 4.32 | Active | 4407600% |  | 2020
GMP | Essex | Solar | Net-Metering | 7.92 | Active | 4404300% |  | 2020
GMP | Rutland City | Solar | Net-Metering | 5.8 | Active | 4401200% |  | 2020
GMP | Bennington | Solar | Net-Metering | 6.72 | Active | 4404300% |  | 2020
GMP | Athens | Solar | Net-Metering | 7.68 | Active | 4407800% |  | 2020
GMP | Cambridge | Solar | Net-Metering | 20.3 | Active | 4406400% |  | 2020
GMP | Shelburne | Solar | Net-Metering | 15 | Active | 4409200% |  | 2020
GMP | Charlotte | Solar | Net-Metering | 6 | Active | 4400800% |  | 2020
GMP | Newbury | Solar | Net-Metering | 500 | Active | 4472600% |  | 2022
GMP | Danville | Solar | Net-Metering | 500 | Active | 4455700% |  | 2021
GMP | Barre City | Solar | Net-Metering | 500 | Active | 4418300% |  | 2020
GMP | Weston | Solar | Net-Metering | 5 | Active | 4400800% |  | 2020
GMP | Richmond | Solar | Net-Metering | 3.8 | Active | 4400700% |  | 2020
GMP | Chittenden | Solar | Net-Metering | 15 | Active | 4403300% |  | 2020
GMP | Vergennes | Solar | Net-Metering | 5 | Active | 4400000% |  | 2020
GMP | Dorset | Solar | Net-Metering | 7.68 | Active | 4404000% |  | 2020
GMP | Fayston | Solar | Net-Metering | 15.3 | Active | 4401900% |  | 2020
GMP | Danville | Solar | Net-Metering | 6 | Active | 4397800% |  | 2020
GMP | Barre City | Solar | Net-Metering | 5 | Active | 4404100% |  | 2020
GMP | Shelburne | Solar | Net-Metering | 7.7 | Active | 4400000% |  | 2020
GMP | Hartford | Solar | Net-Metering | 6 | Active | 4403600% |  | 2020
GMP | Athens | Solar | Net-Metering | 10.32 | Active | 4403500% |  | 2020
GMP | Underhill | Solar | Net-Metering | 3.36 | Active | 4402500% |  | 2020
GMP | Colchester | Solar | Net-Metering | 3.48 | Active | 4402100% |  | 2020
GMP | Marlboro | Solar | Net-Metering | 10.8 | Active | 4408400% |  | 2020
GMP | Weybridge | Solar | Net-Metering | 4.13 | Active | 4399900% |  | 2020
GMP | Waterbury | Solar | Net-Metering | 15 | Active | 4404000% |  | 2020
GMP | Bristol | Solar | Net-Metering | 13.6 | Active | 4400000% |  | 2020
GMP | Weston | Solar | Net-Metering | 7.6 | Active | 4401300% |  | 2020
GMP | Addison | Solar | Net-Metering | 4.32 | Active | 4404200% |  | 2020
GMP | Rutland City | Solar | Net-Metering | 5 | Active | 4400400% |  | 2020
GMP | Springfield | Solar | Net-Metering | 8.88 | Active | 4403600% |  | 2020
GMP | Plymouth | Solar | Net-Metering | 4.32 | Active | 4410500% |  | 2020
GMP | Bradford | Solar | Net-Metering | 4.5 | Active | 4411600% |  | 2020
GMP | Springfield | Solar | Net-Metering | 4.8 | Active | 4406700% |  | 2020
GMP | Westford | Solar | Net-Metering | 3.8 | Active | 4399400% |  | 2020
GMP | St. Albans Town | Solar | Net-Metering | 15.84 | Active | 4406400% |  | 2020
GMP | Westminster | Solar | Net-Metering | 7.6 | Active | 4405300% |  | 2020
GMP | Cornwall | Solar | Net-Metering | 5.76 | Active | 4409000% |  | 2020
GMP | Springfield | Solar | Net-Metering | 4.8 | Active | 4406100% |  | 2020
GMP | Montpelier | Solar | Net-Metering | 14.16 | Active | 4412400% |  | 2020
GMP | Bridport | Solar | Net-Metering | 13.44 | Active | 4403400% |  | 2020
GMP | St. Albans City | Solar | Net-Metering | 4.32 | Active | 4402200% |  | 2020
GMP | Charlotte | Solar | Net-Metering | 3.36 | Active | 4404600% |  | 2020
GMP | Middlebury | Solar | Net-Metering | 5 | Active | 4409900% |  | 2020
GMP | Sudbury | Solar | Net-Metering | 15 | Active | 4409200% |  | 2020
GMP | Brattleboro | Solar | Net-Metering | 11.5 | Active | 4402000% |  | 2020
GMP | Shaftsbury | Solar | Net-Metering | 5.31 | Active | 4402700% |  | 2020
GMP | Ryegate | Solar | Net-Metering | 20 | Active | 4409100% |  | 2020
GMP | Fairfax | Solar | Net-Metering | 12.72 | Active | 4407700% |  | 2020
GMP | Colchester | Solar | Net-Metering | 15 | Active | 4404600% |  | 2020
GMP | Danville | Solar | Net-Metering | 11.4 | Active | 4405300% |  | 2020
GMP | Guilford | Solar | Net-Metering | 7.6 | Active | 4411200% |  | 2020
GMP | Westminster | Solar | Net-Metering | 7.6 | Active | 4405300% |  | 2020
GMP | South Burlington | Solar | Net-Metering | 7.6 | Active | 4400100% |  | 2020
GMP | Essex Junction | Solar | Net-Metering | 2.75 | Active | 4418200% |  | 2020
GMP | Waterbury | Solar | Net-Metering | 7.6 | Active | 4404000% |  | 2020
GMP | Manchester | Solar | Net-Metering | 3.84 | Active | 4405400% |  | 2020
GMP | Dorset | Solar | Net-Metering | 7.6 | Active | 4411100% |  | 2020
GMP | Middlebury | Solar | Net-Metering | 7.6 | Active | 4404200% |  | 2020
GMP | Bridgewater | Solar | Net-Metering | 8.4 | Active | 4420100% |  | 2021
GMP | Thetford | Solar | Net-Metering | 6 | Active | 4406100% |  | 2020
GMP | Bristol | Solar | Net-Metering | 5.7 | Active | 4413100% |  | 2020
GMP | Pittsford | Solar | Net-Metering | 8 | Active | 4410400% |  | 2020
GMP | Westford | Solar | Net-Metering | 14.46 | Active | 4403600% |  | 2020
GMP | Arlington | Solar | Net-Metering | 10 | Active | 4406000% |  | 2020
GMP | Ryegate | Solar | Net-Metering | 5.31 | Active | 4401200% |  | 2020
GMP | Warren | Solar | Net-Metering | 5.9 | Active | 4407500% |  | 2020
GMP | Manchester | Solar | Net-Metering | 6 | Active | 4402600% |  | 2020
GMP | Charlotte | Solar | Net-Metering | 9.44 | Active | 4401400% |  | 2020
GMP | Bethel | Solar | Net-Metering | 21.24 | Active | 4401800% |  | 2020
GMP | Waitsfield | Solar | Net-Metering | 8.26 | Active | 4407100% |  | 2020
GMP | Rockingham | Solar | Net-Metering | 7.2 | Active | 4403500% |  | 2020
GMP | Wardsboro | Solar | Net-Metering | 6.24 | Active | 4419300% |  | 2020
GMP | Hinesburg | Solar | Net-Metering | 4.56 | Active | 4406400% |  | 2020
GMP | Peacham | Solar | Net-Metering | 6 | Active | 4401200% |  | 2020
GMP | Newfane | Solar | Net-Metering | 5 | Active | 4415500% |  | 2020
GMP | Stockbridge | Solar | Net-Metering | 6 | Active | 4404300% |  | 2020
GMP | St. Johnsbury | Solar | Net-Metering | 7.6 | Active | 4400500% |  | 2020
GMP | Underhill | Solar | Net-Metering | 3.8 | Active | 4400600% |  | 2020
GMP | Calais | Solar | Net-Metering | 3.8 | Active | 4400800% |  | 2020
GMP | Waterbury | Solar | Net-Metering | 3.8 | Active | 4402000% |  | 2020
GMP | Pittsford | Solar | Net-Metering | 12 | Active | 4409700% |  | 2020
GMP | Lincoln | Solar | Net-Metering | 4.06 | Active | 4401300% |  | 2020
GMP | Pomfret | Solar | Net-Metering | 10 | Active | 4403200% |  | 2020
GMP | Stratton | Solar | Net-Metering | 6.4 | Active | 4411000% |  | 2020
GMP | Hartford | Solar | Net-Metering | 8.41 | Active | 4403900% |  | 2020
GMP | West Rutland | Solar | Net-Metering | 5.12 | Active | 4410600% |  | 2020
GMP | Rutland City | Solar | Net-Metering | 7.68 | Active | 4411300% |  | 2020
GMP | Clarendon | Solar | Net-Metering | 15 | Active | 4411200% |  | 2020
GMP | Putney | Solar | Net-Metering | 10.6 | Active | 4402800% |  | 2020
GMP | Waterford | Solar | Net-Metering | 2.88 | Active | 4404600% |  | 2020
GMP | Springfield | Solar | Net-Metering | 5.04 | Active | 4405400% |  | 2020
GMP | Rutland City | Solar | Net-Metering | 3.6 | Active | 4406300% |  | 2020
GMP | Barre Town | Solar | Net-Metering | 15.6 | Active | 4411700% |  | 2020
GMP | Shelburne | Solar | Net-Metering | 7.6 | Active | 4402600% |  | 2020
GMP | Plainfield | Solar | Net-Metering | 7.6 | Active | 4402500% |  | 2020
GMP | Landgrove | Solar | Net-Metering | 4.2 | Active | 4411000% |  | 2020
GMP | Weston | Solar | Net-Metering | 6.3 | Active | 4401400% |  | 2020
GMP | Montpelier | Solar | Net-Metering | 9 | Active | 4404200% |  | 2020
GMP | Putney | Solar | Net-Metering | 11.4 | Active | 4404000% |  | 2020
GMP | South Burlington | Solar | Net-Metering | 7 | Active | 4412400% |  | 2020
GMP | St. Johnsbury | Solar | Net-Metering | 8.16 | Active | 4433600% |  | 2021
GMP | Bradford | Solar | Net-Metering | 300 | Active | 4439900% |  | 2021
GMP | Middlesex | Solar | Net-Metering | 14.7 | Active | 4423200% |  | 2021
GMP | Hartford | Solar | Net-Metering | 30 | Active | 4418600% |  | 2020
GMP | St. Albans City | Solar | Net-Metering | 43.2 | Active | 4435800% |  | 2021
GMP | Barre Town | Solar | Net-Metering | 3.8 | Active | 4401300% |  | 2020
GMP | Newfane | Solar | Net-Metering | 10.8 | Active | 4407000% |  | 2020
GMP | BRandon | Solar | Net-Metering | 7.6 | Active | 4406400% |  | 2020
GMP | Norwich | Solar | Net-Metering | 12 | Active | 4420300% |  | 2021
GMP | Randolph | Solar | Net-Metering | 3.12 | Active | 4413200% |  | 2020
GMP | Bethel | Solar | Net-Metering | 4.8 | Active | 4406100% |  | 2020
GMP | Clarendon | Solar | Net-Metering | 12.24 | Active | 4428000% |  | 2021
GMP | Fairlee | Solar | Net-Metering | 500 | Active | 4455200% |  | 2021
GMP | Tunbridge | Solar | Net-Metering | 5 | Active | 4402600% |  | 2020
GMP | Brandon | Solar | Net-Metering | 4.8 | Active | 4413900% |  | 2020
GMP | Colchester | Solar | Net-Metering | 5.76 | Active | 4408800% |  | 2020
GMP | Mount Holly | Solar | Net-Metering | 6 | Active | 4402600% |  | 2020
GMP | Thetford | Solar | Net-Metering | 6.48 | Active | 4400600% |  | 2020
GMP | Guildhall | Solar | Net-Metering | 9.57 | Active | 4404800% |  | 2020
GMP | Clarendon | Solar | Net-Metering | 11.4 | Active | 4403600% |  | 2020
GMP | Sudbury | Solar | Net-Metering | 3.8 | Active | 4401200% |  | 2020
GMP | Mount Holly | Solar | Net-Metering | 6 | Active | 4403900% |  | 2020
GMP | South Burlington | Solar | Net-Metering | 5 | Active | 4407700% |  | 2020
GMP | Grafton | Solar | Net-Metering | 7.6 | Active | 4443100% |  | 2021
GMP | Georgia | Solar | Net-Metering | 3.8 | Active | 4401300% |  | 2020
GMP | New Haven | Solar | Net-Metering | 22.8 | Active | 4448900% |  | 2021
GMP | Bradford | Solar | Net-Metering | 7.6 | Active | 4402000% |  | 2020
GMP | Bristol | Solar | Net-Metering | 500 | Active | 4454300% |  | 2021
GMP | Norwich | Solar | Net-Metering | 5 | Active | 4402100% |  | 2020
GMP | Pittsford | Solar | Net-Metering | 3.8 | Active | 4406300% |  | 2020
GMP | Richmond | Solar | Net-Metering | 7.6 | Active | 4403200% |  | 2020
GMP | Waitsfield | Solar | Net-Metering | 3.8 | Active | 4409900% |  | 2020
GMP | Pawlet | Solar | Net-Metering | 3.8 | Active | 4402200% |  | 2020
GMP | Milton | Solar | Net-Metering | 6 | Active | 4404600% |  | 2020
GMP | Waterbury | Solar | Net-Metering | 6 | Active | 4406900% |  | 2020
GMP | Milton | Solar | Net-Metering | 3.8 | Active | 4402600% |  | 2020
GMP | Essex | Solar | Net-Metering | 15 | Active | 4407000% |  | 2020
GMP | Waitsfield | Solar | Net-Metering | 7.08 | Active | 4407100% |  | 2020
GMP | Westford | Solar | Net-Metering | 8.26 | Active | 4407100% |  | 2020
GMP | Jericho | Solar | Net-Metering | 22.13 | Active | 4405400% |  | 2020
GMP | Warren | Solar | Net-Metering | 5.9 | Active | 4409100% |  | 2020
GMP | Waterbury | Solar | Net-Metering | 7.96 | Active | 4402700% |  | 2020
GMP | Charlotte | Solar | Net-Metering | 9.44 | Active | 4405500% |  | 2020
GMP | Williston | Solar | Net-Metering | 10.32 | Active | 4405000% |  | 2020
GMP | Hartland | Solar | Net-Metering | 7.6 | Active | 4402800% |  | 2020
GMP | Shelburne | Solar | Net-Metering | 6 | Active | 4402700% |  | 2020
GMP | Colchester | Solar | Net-Metering | 3.8 | Active | 4404100% |  | 2020
GMP | Charlotte | Solar | Net-Metering | 8.26 | Active | 4412600% |  | 2020
GMP | Springfield | Solar | Net-Metering | 2.4 | Active | 4406000% |  | 2020
GMP | Bethel | Solar | Net-Metering | 11.4 | Active | 4404000% |  | 2020
GMP | Brattleboro | Solar | Net-Metering | 4.56 | Active | 4410300% |  | 2020
GMP | Richmond | Solar | Net-Metering | 6.72 | Active | 4410500% |  | 2020
GMP | Rockingham | Solar | Net-Metering | 4.32 | Active | 4409600% |  | 2020
GMP | Brookfield | Solar | Net-Metering | 13.6 | Active | 4411900% |  | 2020
GMP | Cambridge | Solar | Net-Metering | 7.6 | Active | 4408900% |  | 2020
GMP | Bradford | Solar | Net-Metering | 8.64 | Active | 4439200% |  | 2021
GMP | West Rutland | Solar | Net-Metering | 6.48 | Active | 4409100% |  | 2020
GMP | Westminster | Solar | Net-Metering | 9.8 | Active | 4406800% |  | 2020
GMP | Guilford | Solar | Net-Metering | 3.6 | Active | 4432800% |  | 2021
GMP | Orwell | Solar | Net-Metering | 4.08 | Active | 4418700% |  | 2020
GMP | Castleton | Solar | Net-Metering | 500 | Active | 4457100% |  | 2022
GMP | Cambridge | Solar | Net-Metering | 9.36 | Active | 4412600% |  | 2020
GMP | South Burlington | Solar | Net-Metering | 5.31 | Active | 4402800% |  | 2020
GMP | Colchester | Solar | Net-Metering | 5.01 | Active | 4406400% |  | 2020
GMP | Westford | Solar | Net-Metering | 2.95 | Active | 4403900% |  | 2020
GMP | Halifax | Solar | Net-Metering | 11.5 | Active | 4408500% |  | 2020
GMP | Addison | Solar | Net-Metering | 3.75 | Active | 4410200% |  | 2020
GMP | Pomfret | Solar | Net-Metering | 12 | Active | 4405600% |  | 2020
GMP | Sheldon | Solar | Net-Metering | 10 | Active | 4404200% |  | 2020
GMP | Vernon | Solar | Net-Metering | 6.72 | Active | 4417400% |  | 2020
GMP | Essex | Solar | Net-Metering | 7.2 | Active | 4407700% |  | 2020
GMP | Norwich | Solar | Net-Metering | 6 | Active | 4404100% |  | 2020
GMP | Norwich | Solar | Net-Metering | 15 | Active | 4405000% |  | 2020
GMP | Thetford | Solar | Net-Metering | 6 | Active | 4403600% |  | 2020
GMP | Putney | Solar | Net-Metering | 10.6 | Active | 4416800% |  | 2020
GMP | Dummerston | Solar | Net-Metering | 7.6 | Active | 4404000% |  | 2020
GMP | Williston | Solar | Net-Metering | 3.8 | Active | 4404300% |  | 2020
GMP | Whiting | Solar | Net-Metering | 10 | Active | 4413100% |  | 2020
GMP | St. Johnsbury | Solar | Net-Metering | 6.72 | Active | 4410400% |  | 2020
GMP | Braintree | Solar | Net-Metering | 7.6 | Active | 4418100% |  | 2020
GMP | South Burlington | Solar | Net-Metering | 4.8 | Active | 4409100% |  | 2020
GMP | Windsor | Solar | Net-Metering | 3.12 | Active | 4414700% |  | 2020
GMP | Georgia | Solar | Net-Metering | 9.36 | Active | 4413900% |  | 2020
GMP | Cornwall | Solar | Net-Metering | 7.1 | Active | 4405600% |  | 2020
GMP | Danville | Solar | Net-Metering | 10 | Active | 4432100% |  | 2021
GMP | Weybridge | Solar | Net-Metering | 8 | Active | 4419600% |  | 2020
GMP | Middlebury | Solar | Net-Metering | 6.32 | Active | 4419600% |  | 2020
GMP | Lincoln | Solar | Net-Metering | 9.15 | Active | 4419400% |  | 2020
GMP | Ripton | Solar | Net-Metering | 10.88 | Active | 4417200% |  | 2020
GMP | Jamaica | Solar | Net-Metering | 18.72 | Active | 4412600% |  | 2020
GMP | Bethel | Solar | Net-Metering | 6 | Active | 4406200% |  | 2020
GMP | Pittsford | Solar | Net-Metering | 15 | Active | 4416500% |  | 2020
GMP | Poultney | Solar | Net-Metering | 10 | Active | 4408900% |  | 2020
GMP | Pittsford | Solar | Net-Metering | 15 | Active | 4416500% |  | 2020
GMP | Pittsford | Solar | Net-Metering | 10 | Active | 4440000% |  | 2021
GMP | Bradford | Solar | Net-Metering | 6 | Active | 4406300% |  | 2020
GMP | Waterford | Solar | Net-Metering | 4.8 | Active | 4410500% |  | 2020
GMP | Tinmouth | Solar | Net-Metering | 3.84 | Active | 4412600% |  | 2020
GMP | Bennington | Solar | Net-Metering | 15.2 | Active | 4418700% |  | 2020
GMP | Cavendish | Solar | Net-Metering | 21.01 | Active | 4421400% |  | 2021
GMP | Montpelier | Solar | Net-Metering | 22.8 | Active | 4413400% |  | 2020
GMP | St. Albans City | Solar | Net-Metering | 150 | Active | 4412600% |  | 2020
GMP | Bennington | Solar | Net-Metering | 75.22 | Active | 4426400% |  | 2021
GMP | Hartford | Solar | Net-Metering | 115.2 | Active | 4420800% |  | 2021
GMP | Addison | Solar | Net-Metering | 12.24 | Active | 4425600% |  | 2021
GMP | Hinesburg | Solar | Net-Metering | 11.4 | Active | 4406400% |  | 2020
GMP | Wallingford | Solar | Net-Metering | 7.6 | Active | 4406800% |  | 2020
GMP | Thetford | Solar | Net-Metering | 6 | Active | 4411100% |  | 2020
GMP | Milton | Solar | Net-Metering | 10.44 | Active | 4410400% |  | 2020
GMP | Windsor | Solar | Net-Metering | 11.31 | Active | 4409800% |  | 2020
GMP | Weybridge | Solar | Net-Metering | 6.72 | Active | 4433400% |  | 2021
GMP | Colchester | Solar | Net-Metering | 7.44 | Active | 4411100% |  | 2020
GMP | Cavendish | Solar | Net-Metering | 5.76 | Active | 4415200% |  | 2020
GMP | Brattleboro | Solar | Net-Metering | 5 | Active | 4406900% |  | 2020
GMP | Danville | Solar | Net-Metering | 13.2 | Active | 4412000% |  | 2020
GMP | Shaftsbury | Solar | Net-Metering | 14.46 | Active | 4412600% |  | 2020
GMP | Shaftsbury | Solar | Net-Metering | 14.46 | Active | 4412600% |  | 2020
GMP | Shaftsbury | Solar | Net-Metering | 14.75 | Active | 4412600% |  | 2020
GMP | Shaftsbury | Solar | Net-Metering | 6.49 | Active | 4412600% |  | 2020
GMP | Waterford | Solar | Net-Metering | 6 | Active | 4405300% |  | 2020
GMP | Strafford | Solar | Net-Metering | 6 | Active | 4409700% |  | 2020
GMP | Charlotte | Solar | Net-Metering | 3.8 | Active | 4406700% |  | 2020
GMP | Dummerston | Solar | Net-Metering | 9.28 | Active | 4414800% |  | 2020
GMP | Vergennes | Solar | Net-Metering | 3.8 | Active | 4405500% |  | 2020
GMP | Essex | Solar | Net-Metering | 5 | Active | 4406100% |  | 2020
GMP | Waterbury | Solar | Net-Metering | 7.6 | Active | 4405600% |  | 2020
GMP | Hartland | Solar | Net-Metering | 11.4 | Active | 4409700% |  | 2020
GMP | Rutland City | Solar | Net-Metering | 6.08 | Active | 4412000% |  | 2020
GMP | Warren | Solar | Net-Metering | 6 | Active | 4411000% |  | 2020
GMP | Randolph | Solar | Net-Metering | 8.88 | Active | 4409700% |  | 2020
GMP | Bristol | Solar | Net-Metering | 10 | Active | 4416000% |  | 2020
GMP | Pownal | Solar | Net-Metering | 9.6 | Active | 4413900% |  | 2020
GMP | St. Albans City | Solar | Net-Metering | 4.08 | Active | 4415100% |  | 2020
GMP | Brattleboro | Solar | Net-Metering | 11.28 | Active | 4412000% |  | 2020
GMP | Waterbury | Solar | Net-Metering | 1.9 | Active | 4431600% |  | 2021
GMP | Bethel | Solar | Net-Metering | 7.68 | Active | 4411800% |  | 2020
GMP | West Windsor | Solar | Net-Metering | 5 | Active | 4415800% |  | 2020
GMP | Bristol | Solar | Net-Metering | 5 | Active | 4408900% |  | 2020
GMP | Bennington | Solar | Net-Metering | 11.52 | Active | 4413400% |  | 2020
GMP | Barre City | Solar | Net-Metering | 2.4 | Active | 4414400% |  | 2020
GMP | Milton | Solar | Net-Metering | 7.6 | Active | 4404600% |  | 2020
GMP | Waterbury | Solar | Net-Metering | 3.8 | Active | 4404200% |  | 2020
GMP | West Windsor | Solar | Net-Metering | 5 | Active | 4411000% |  | 2020
GMP | Montpelier | Solar | Net-Metering | 6 | Active | 4406800% |  | 2020
GMP | Bennington | Solar | Net-Metering | 8.96 | Active | 4412700% |  | 2020
GMP | South Burlington | Solar | Net-Metering | 5.76 | Active | 4413900% |  | 2020
GMP | Mount Holly | Solar | Net-Metering | 2.88 | Active | 4412000% |  | 2020
GMP | Killington | Solar | Net-Metering | 10.08 | Active | 4418700% |  | 2020
GMP | Fairfax | Solar | Net-Metering | 13.44 | Active | 4416000% |  | 2020
GMP | South Burlington | Solar | Net-Metering | 5 | Active | 4404700% |  | 2020
GMP | Castleton | Solar | Net-Metering | 11.4 | Active | 4417400% |  | 2020
GMP | Shelburne | Solar | Net-Metering | 3.8 | Active | 4404900% |  | 2020
GMP | Ferrisburgh | Solar | Net-Metering | 15 | Active | 4412400% |  | 2020
GMP | Hinesburg | Solar | Net-Metering | 5.9 | Active | 4404900% |  | 2020
GMP | Ferrisburgh | Solar | Net-Metering | 11.8 | Active | 4407400% |  | 2020
GMP | Warren | Solar | Net-Metering | 13.28 | Active | 4407100% |  | 2020
GMP | Killington | Solar | Net-Metering | 7.67 | Active | 4407400% |  | 2020
GMP | Hinesburg | Solar | Net-Metering | 9.44 | Active | 4408900% |  | 2020
GMP | Swanton | Solar | Net-Metering | 7.67 | Active | 4407100% |  | 2020
GMP | Newbury | Solar | Net-Metering | 14.16 | Active | 4409500% |  | 2020
GMP | Thetford | Solar | Net-Metering | 4.32 | Active | 4411700% |  | 2020
GMP | Georgia | Solar | Net-Metering | 15.12 | Active | 4414400% |  | 2020
GMP | Colchester | Solar | Net-Metering | 3 | Active | 4413900% |  | 2020
GMP | Landgrove | Solar | Net-Metering | 7.6 | Active | 4406100% |  | 2020
GMP | Strafford | Solar | Net-Metering | 19 | Active | 4412300% |  | 2020
GMP | Norwich | Solar | Net-Metering | 6 | Active | 4406100% |  | 2020
GMP | Hartford | Solar | Net-Metering | 25 | Active | 4424400% |  | 2021
GMP | Norwich | Solar | Net-Metering | 10 | Active | 4419600% |  | 2020
GMP | Danville | Solar | Net-Metering | 6.28 | Active | 4408300% |  | 2020
GMP | Norwich | Solar | Net-Metering | 3.8 | Active | 4406300% |  | 2020
GMP | Norwich | Solar | Net-Metering | 5 | Active | 4412300% |  | 2020
GMP | Middlesex | Solar | Net-Metering | 5.04 | Active | 4414400% |  | 2020
GMP | Springfield | Solar | Net-Metering | 5.76 | Active | 4411600% |  | 2020
GMP | Windsor | Solar | Net-Metering | 4.56 | Active | 4413900% |  | 2020
GMP | Clarendon | Solar | Net-Metering | 13.44 | Active | 4414700% |  | 2020
GMP | Woodstock | Solar | Net-Metering | 14.72 | Active | 4435600% |  | 2021
GMP | Woodstock | Solar | Net-Metering | 5.76 | Active | 4413100% |  | 2020
GMP | Williamstown | Solar | Net-Metering | 7.6 | Active | 4406200% |  | 2020
GMP | Waitsfield | Solar | Net-Metering | 10 | Active | 4413100% |  | 2020
GMP | Weybridge | Solar | Net-Metering | 6 | Active | 4405400% |  | 2020
GMP | Chester | Solar | Net-Metering | 7.6 | Active | 4406900% |  | 2020
GMP | South Burlington | Solar | Net-Metering | 5 | Active | 4405600% |  | 2020
GMP | Chester | Solar | Net-Metering | 6 | Active | 4408800% |  | 2020
GMP | Wilmington | Solar | Net-Metering | 2.32 | Active | 4407600% |  | 2020
GMP | Bridport | Solar | Net-Metering | 11.4 | Active | 4415800% |  | 2020
GMP | Hartland | Solar | Net-Metering | 6 | Active | 4406700% |  | 2020
GMP | Hinesburg | Solar | Net-Metering | 6.72 | Active | 4411200% |  | 2020
GMP | Bristol | Solar | Net-Metering | 3.84 | Active | 4411300% |  | 2020
GMP | Essex | Solar | Net-Metering | 7.68 | Active | 4409900% |  | 2020
GMP | Rutland City | Solar | Net-Metering | 6.96 | Active | 4420800% |  | 2021
GMP | Putney | Solar | Net-Metering | 10 | Active | 4411800% |  | 2020
GMP | Killington | Solar | Net-Metering | 7.69 | Active | 4406900% |  | 2020
GMP | St. Albans Town | Solar | Net-Metering | 12 | Active | 4413400% |  | 2020
GMP | Londonderry | Solar | Net-Metering | 5.12 | Active | 4409500% |  | 2020
GMP | Weathersfield | Solar | Net-Metering | 6.24 | Active | 4410500% |  | 2020
GMP | Plainfield | Solar | Net-Metering | 7.6 | Active | 4405600% |  | 2020
GMP | Waterford | Solar | Net-Metering | 5 | Active | 4406400% |  | 2020
GMP | Essex Junction | Solar | Net-Metering | 10.08 | Active | 4416700% |  | 2020
GMP | Dummerston | Solar | Net-Metering | 5.76 | Active | 4416500% |  | 2020
GMP | Weathersfield | Solar | Net-Metering | 6 | Active | 4414400% |  | 2020
GMP | Essex Junction | Solar | Net-Metering | 5.76 | Active | 4412000% |  | 2020
GMP | Charlotte | Solar | Net-Metering | 10 | Active | 4408800% |  | 2020
GMP | Waterford | Solar | Net-Metering | 10 | Active | 4408800% |  | 2020
GMP | Strafford | Solar | Net-Metering | 3.8 | Active | 4413000% |  | 2020
GMP | Brandon | Solar | Net-Metering | 5 | Active | 4406800% |  | 2020
GMP | Williston | Solar | Net-Metering | 20 | Active | 4408200% |  | 2020
GMP | Rockingham | Solar | Net-Metering | 3.8 | Active | 4408200% |  | 2020
GMP | Putney | Solar | Net-Metering | 14 | Active | 4412600% |  | 2020
GMP | Londonderry | Solar | Net-Metering | 5 | Active | 4417600% |  | 2020
GMP | Killington | Solar | Net-Metering | 97.2 | Active | 4414700% |  | 2020
GMP | Killington | Solar | Net-Metering | 86.4 | Active | 4418800% |  | 2020
GMP | Starksboro | Solar | Net-Metering | 3.8 | Active | 4406300% |  | 2020
GMP | Rockingham | Solar | Net-Metering | 8.7 | Active | 4408300% |  | 2020
GMP | Brattleboro | Solar | Net-Metering | 8.41 | Active | 4410300% |  | 2020
GMP | Montpelier | Solar | Net-Metering | 11.4 | Active | 4412600% |  | 2020
GMP | Hartford | Solar | Net-Metering | 10 | Active | 4409700% |  | 2020
GMP | Bradford | Solar | Net-Metering | 6 | Active | 4409000% |  | 2020
GMP | Rutland Town | Solar | Net-Metering | 4.8 | Active | 4414500% |  | 2020
GMP | Hartford | Solar | Net-Metering | 4.06 | Active | 4411000% |  | 2020
GMP | Montpelier | Solar | Net-Metering | 3.8 | Active | 4411200% |  | 2020
GMP | Colchester | Solar | Net-Metering | 6 | Active | 4410300% |  | 2020
GMP | Pownal | Solar | Net-Metering | 11.4 | Active | 4411600% |  | 2020
GMP | Brattleboro | Solar | Net-Metering | 10 | Active | 4405700% |  | 2020
GMP | Springfield | Solar | Net-Metering | 5 | Active | 4414000% |  | 2020
GMP | Randolph | Solar | Net-Metering | 7.6 | Active | 4411200% |  | 2020
GMP | Woodstock | Solar | Net-Metering | 7.96 | Active | 4408200% |  | 2020
GMP | Charlotte | Solar | Net-Metering | 12.39 | Active | 4408500% |  | 2020
GMP | Berlin | Solar | Net-Metering | 17.6 | Active | 4408300% |  | 2020
GMP | Ferrisburgh | Solar | Net-Metering | 14.75 | Active | 4410500% |  | 2020
GMP | Vergennes | Solar | Net-Metering | 4.72 | Active | 4409500% |  | 2020
GMP | Warren | Solar | Net-Metering | 14.16 | Active | 4410500% |  | 2020
GMP | Charlotte | Solar | Net-Metering | 8.55 | Active | 4413200% |  | 2020
GMP | Williston | Solar | Net-Metering | 8.55 | Active | 4407100% |  | 2020
GMP | Essex | Solar | Net-Metering | 15.2 | Active | 4416000% |  | 2020
GMP | Brattleboro | Solar | Net-Metering | 19.19 | Active | 4413400% |  | 2020
GMP | Hartford | Solar | Net-Metering | 6 | Active | 4406800% |  | 2020
GMP | Hinesburg | Solar | Net-Metering | 8.85 | Active | 4416000% |  | 2020
GMP | Richmond | Solar | Net-Metering | 8.55 | Active | 4407100% |  | 2020
GMP | Norwich | Solar | Net-Metering | 15 | Active | 4412500% |  | 2020
GMP | Sharon | Solar | Net-Metering | 8.12 | Active | 4408400% |  | 2020
GMP | Fairfield | Solar | Net-Metering | 15 | Active | 4410200% |  | 2020
GMP | Pomfret | Solar | Net-Metering | 7.6 | Active | 4411100% |  | 2020
GMP | Stamford | Solar | Net-Metering | 6.72 | Active | 4417400% |  | 2020
GMP | Monkton | Solar | Net-Metering | 15 | Active | 4415800% |  | 2020
GMP | Shelburne | Solar | Net-Metering | 11.4 | Active | 4416500% |  | 2020
GMP | Rockingham | Solar | Net-Metering | 10 | Active | 4411600% |  | 2020
GMP | Townshend | Solar | Net-Metering | 3.84 | Active | 4420100% |  | 2021
GMP | Brattleboro | Solar | Net-Metering | 3.12 | Active | 4424200% |  | 2021
GMP | Hartford | Solar | Net-Metering | 150 | Active | 4455000% |  | 2021
GMP | Hartford | Solar | Net-Metering | 150 | Active | 4455000% |  | 2021
GMP | Pawlet | Solar | Net-Metering | 3.84 | Active | 4420700% |  | 2021
GMP | Danby | Solar | Net-Metering | 10.24 | Active | 4407700% |  | 2020
GMP | Pittsford | Solar | Net-Metering | 7.68 | Active | 4415200% |  | 2020
GMP | Dummerston | Solar | Net-Metering | 6.96 | Active | 4409600% |  | 2020
GMP | Shelburne | Solar | Net-Metering | 6 | Active | 4409700% |  | 2020
GMP | St. Johnsbury | Solar | Net-Metering | 500 | Active | 4485900% |  | 2022
GMP | Middlebury | Solar | Net-Metering | 3.75 | Active | 4416000% |  | 2020
GMP | Waterbury | Solar | Net-Metering | 12.39 | Active | 4449100% |  | 2021
GMP | St. Albans City | Solar | Net-Metering | 4.08 | Active | 4413900% |  | 2020
GMP | Hinesburg | Solar | Net-Metering | 7.6 | Active | 4409100% |  | 2020
GMP | Weathersfield | Solar | Net-Metering | 4.56 | Active | 4412300% |  | 2020
GMP | Norwich | Solar | Net-Metering | 2.4 | Active | 4415900% |  | 2020
GMP | Norwich | Solar | Net-Metering | 5 | Active | 4407600% |  | 2020
GMP | Williston | Solar | Net-Metering | 3.8 | Active | 4407100% |  | 2020
GMP | Waitsfield | Solar | Net-Metering | 7.6 | Active | 4412400% |  | 2020
GMP | Waterbury | Solar | Net-Metering | 3.8 | Active | 4412300% |  | 2020
GMP | Weathersfield | Solar | Net-Metering | 10 | Active | 4409200% |  | 2020
GMP | Warren | Solar | Net-Metering | 6.49 | Active | 4409200% |  | 2020
GMP | West Windsor | Solar | Net-Metering | 6 | Active | 4407500% |  | 2020
GMP | Jericho | Solar | Net-Metering | 12 | Active | 4411100% |  | 2020
GMP | Colchester | Solar | Net-Metering | 6.4 | Active | 4412000% |  | 2020
GMP | Hartford | Solar | Net-Metering | 7.6 | Active | 4407600% |  | 2020
GMP | Jericho | Solar | Net-Metering | 7.6 | Active | 4410900% |  | 2020
GMP | Arlington | Solar | Net-Metering | 13.68 | Active | 4419300% |  | 2020
GMP | Vergennes | Solar | Net-Metering | 4.64 | Active | 4406200% |  | 2020
GMP | Putney | Solar | Net-Metering | 11.4 | Active | 4416800% |  | 2020
GMP | Charlotte | Solar | Net-Metering | 11.4 | Active | 4411300% |  | 2020
GMP | East Montpelier | Solar | Net-Metering | 7.6 | Active | 4413000% |  | 2020
GMP | Rutland City | Solar | Net-Metering | 6.93 | Active | 4410200% |  | 2020
GMP | Richmond | Solar | Net-Metering | 5.9 | Active | 4408300% |  | 2020
GMP | Jericho | Solar | Net-Metering | 4.32 | Active | 4424200% |  | 2021
GMP | Swanton | Solar | Net-Metering | 6 | Active | 4413200% |  | 2020
GMP | Leicester | Solar | Net-Metering | 15 | Active | 4416700% |  | 2020
GMP | South Burlington | Solar | Net-Metering | 4.08 | Active | 4417400% |  | 2020
GMP | Halifax | Solar | Net-Metering | 6.24 | Active | 4423000% |  | 2021
GMP | Waterford | Solar | Net-Metering | 2.16 | Active | 4413700% |  | 2020
GMP | Rutland City | Solar | Net-Metering | 4.56 | Active | 4417200% |  | 2020
GMP | Swanton | Solar | Net-Metering | 23.6 | Active | 4411300% |  | 2020
GMP | South Burlington | Solar | Net-Metering | 7.96 | Active | 4409900% |  | 2020
GMP | Concord | Solar | Net-Metering | 9.45 | Active | 4408800% |  | 2020
GMP | Shrewsbury | Solar | Net-Metering | 6 | Active | 4409100% |  | 2020
GMP | Essex Junction | Solar | Net-Metering | 15 | Active | 4413800% |  | 2020
GMP | Royalton | Solar | Net-Metering | 11.4 | Active | 4411800% |  | 2020
GMP | Bridport | Solar | Net-Metering | 12 | Active | 4409900% |  | 2020
GMP | South Burlington | Solar | Net-Metering | 11.4 | Active | 4408300% |  | 2020
GMP | Royalton | Solar | Net-Metering | 7.7 | Active | 4409700% |  | 2020
GMP | Royalton | Solar | Net-Metering | 11.4 | Active | 4410500% |  | 2020
GMP | Londonderry | Solar | Net-Metering | 8.64 | Active | 4437900% |  | 2021
GMP | Colchester | Solar | Net-Metering | 4.32 | Active | 4417300% |  | 2020
GMP | Norwich | Solar | Net-Metering | 6 | Active | 4409000% |  | 2020
GMP | Berlin | Solar | Net-Metering | 10 | Active | 4413800% |  | 2020
GMP | Randolph | Solar | Net-Metering | 150 | Active | 4418600% |  | 2020
GMP | Colchester | Solar | Net-Metering | 10 | Active | 4421800% |  | 2021
GMP | Monkton | Solar | Net-Metering | 8.85 | Active | 4411200% |  | 2020
GMP | Plainfield | Solar | Net-Metering | 7.08 | Active | 4409900% |  | 2020
GMP | Charlotte | Solar | Net-Metering | 7.96 | Active | 4409600% |  | 2020
GMP | Brattleboro | Solar | Net-Metering | 4.32 | Active | 4416600% |  | 2020
GMP | Georgia | Solar | Net-Metering | 5.76 | Active | 4423500% |  | 2021
GMP | Essex Junction | Solar | Net-Metering | 4.08 | Active | 4413900% |  | 2020
GMP | Charlotte | Solar | Net-Metering | 15 | Active | 4413400% |  | 2020
GMP | Lincoln | Solar | Net-Metering | 11.4 | Active | 4409200% |  | 2020
GMP | Fletcher | Solar | Net-Metering | 7.2 | Active | 4415500% |  | 2020
GMP | Colchester | Solar | Net-Metering | 7.2 | Active | 4421100% |  | 2021
GMP | Ferrisburgh | Solar | Net-Metering | 9.36 | Active | 4411600% |  | 2020
GMP | Ferrisburgh | Solar | Net-Metering | 11.4 | Active | 4409700% |  | 2020
GMP | Montpelier | Solar | Net-Metering | 11.4 | Active | 4406900% |  | 2020
GMP | Williamstown | Solar | Net-Metering | 7.6 | Active | 4408400% |  | 2020
GMP | Wardsboro | Solar | Net-Metering | 11.4 | Active | 4414800% |  | 2020
GMP | West Windsor | Solar | Net-Metering | 5 | Active | 4412300% |  | 2020
GMP | Wilmington | Solar | Net-Metering | 7.04 | Active | 4410300% |  | 2020
GMP | Townshend | Solar | Net-Metering | 8.96 | Active | 4413700% |  | 2020
GMP | Westminster | Solar | Net-Metering | 7.6 | Active | 4412500% |  | 2020
GMP | Randolph | Solar | Net-Metering | 2.88 | Active | 4412000% |  | 2020
GMP | Waitsfield | Solar | Net-Metering | 15 | Active | 4415400% |  | 2020
GMP | Woodstock | Solar | Net-Metering | 6 | Active | 4409000% |  | 2020
GMP | Strafford | Solar | Net-Metering | 6 | Active | 4409000% |  | 2020
GMP | Putney | Solar | Net-Metering | 3.8 | Active | 4407400% |  | 2020
GMP | St. Albans City | Solar | Net-Metering | 5 | Active | 4408800% |  | 2020
GMP | Huntington | Solar | Net-Metering | 7.4 | Active | 4408500% |  | 2020
GMP | St. Albans Town | Solar | Net-Metering | 7.6 | Active | 4410600% |  | 2020
GMP | Lincoln | Solar | Net-Metering | 6 | Active | 4417200% |  | 2020
GMP | MOnkton | Solar | Net-Metering | 15 | Active | 4414800% |  | 2020
GMP | Rupert | Solar | Net-Metering | 2.56 | Active | 4415400% |  | 2020
GMP | Charlotte | Solar | Net-Metering | 5 | Active | 4411200% |  | 2020
GMP | Pittsford | Solar | Net-Metering | 10 | Active | 4414700% |  | 2020
GMP | West Windsor | Solar | Net-Metering | 3.8 | Active | 4408900% |  | 2020
GMP | Townshend | Solar | Net-Metering | 20 | Active | 4427100% |  | 2021
GMP | Danville | Solar | Net-Metering | 9.6 | Active | 4412300% |  | 2020
GMP | Lincoln | Solar | Net-Metering | 10 | Active | 4415100% |  | 2020
GMP | Winooski | Solar | Net-Metering | 3.8 | Active | 4409600% |  | 2020
GMP | Hartford | Solar | Net-Metering | 10 | Active | 4413800% |  | 2020
GMP | Rupert | Solar | Net-Metering | 3.84 | Active | 4413200% |  | 2020
GMP | Colchester | Solar | Net-Metering | 6.72 | Active | 4413000% |  | 2020
GMP | Mount Holly | Solar | Net-Metering | 7.68 | Active | 4418800% |  | 2020
GMP | Ferrisburgh | Solar | Net-Metering | 4.32 | Active | 4425200% |  | 2021
GMP | Montpelier | Solar | Net-Metering | 3 | Active | 4412000% |  | 2020
GMP | Pittsford | Solar | Net-Metering | 6.24 | Active | 4412000% |  | 2020
GMP | Bristol | Solar | Net-Metering | 15 | Active | 4414100% |  | 2020
GMP | Westminster | Solar | Net-Metering | 4.64 | Active | 4411800% |  | 2020
GMP | Westminster | Solar | Net-Metering | 7.54 | Active | 4410300% |  | 2020
GMP | Norwich | Solar | Net-Metering | 5 | Active | 4410600% |  | 2020
GMP | Weathersfield | Solar | Net-Metering | 15 | Active | 4416900% |  | 2020
GMP | Ferrisburgh | Solar | Net-Metering | 10 | Active | 4415900% |  | 2020
GMP | Pittsford | Solar | Net-Metering | 15 | Active | 4418000% |  | 2020
GMP | Weathersfield | Solar | Net-Metering | 6 | Active | 4411700% |  | 2020
GMP | Vergennes | Solar | Net-Metering | 5.9 | Active | 4410900% |  | 2020
GMP | Dorset | Solar | Net-Metering | 7.6 | Active | 4416800% |  | 2020
GMP | Brattleboro | Solar | Net-Metering | 6 | Active | 4410300% |  | 2020
GMP | Manchester | Solar | Net-Metering | 8.96 | Active | 4413400% |  | 2020
GMP | Arlington | Solar | Net-Metering | 5.9 | Active | 4411000% |  | 2020
GMP | Fairfax | Solar | Net-Metering | 7.6 | Active | 4413800% |  | 2020
GMP | Bakersfield | Solar | Net-Metering | 7.6 | Active | 4411200% |  | 2020
GMP | Newfane | Solar | Net-Metering | 5.76 | Active | 4415400% |  | 2020
GMP | Colchester | Solar | Net-Metering | 12.98 | Active | 4412000% |  | 2020
GMP | Warren | Solar | Net-Metering | 10 | Active | 4410600% |  | 2020
GMP | Bradford | Solar | Net-Metering | 11.76 | Active | 4416700% |  | 2020
GMP | Waterbury | Solar | Net-Metering | 3.8 | Active | 4410200% |  | 2020
GMP | Shoreham | Solar | Net-Metering | 22.8 | Active | 4432100% |  | 2021
GMP | Weathersfield | Solar | Net-Metering | 7.6 | Active | 4413800% |  | 2020
GMP | Weston | Solar | Net-Metering | 7.68 | Active | 4422800% |  | 2021
GMP | Essex Junction | Solar | Net-Metering | 10.8 | Active | 4414400% |  | 2020
GMP | Warren | Solar | Net-Metering | 15 | Active | 4414800% |  | 2020
GMP | Poultney | Solar | Net-Metering | 10 | Active | 4415300% |  | 2020
GMP | Dorset | Solar | Net-Metering | 10.88 | Active | 4418600% |  | 2020
GMP | Putney | Solar | Net-Metering | 5 | Active | 4410400% |  | 2020
GMP | Norwich | Solar | Net-Metering | 29.4 | Active | 4421100% |  | 2021
GMP | Thetford | Solar | Net-Metering | 7.6 | Active | 4410400% |  | 2020
GMP | Norwich | Solar | Net-Metering | 22.8 | Active | 4427900% |  | 2021
GMP | Dummerston | Solar | Net-Metering | 38.5 | Active | 4422200% |  | 2021
GMP | Baltimore | Solar | Net-Metering | 15.12 | Active | 4417400% |  | 2020
GMP | East Montpelier | Solar | Net-Metering | 7.68 | Active | 4415500% |  | 2020
GMP | Jamaica | Solar | Net-Metering | 7.6 | Active | 4416000% |  | 2020
GMP | Essex | Solar | Net-Metering | 3 | Active | 4414500% |  | 2020
GMP | Charlotte | Solar | Net-Metering | 27.6 | Active | 4421000% |  | 2021
GMP | Waitsfield | Solar | Net-Metering | 7.6 | Active | 4416900% |  | 2020
GMP | Montpelier | Solar | Net-Metering | 7.6 | Active | 4416600% |  | 2020
GMP | Pomfret | Solar | Net-Metering | 3.8 | Active | 4412600% |  | 2020
GMP | Newfane | Solar | Net-Metering | 5 | Active | 4414800% |  | 2020
GMP | Bridport | Solar | Net-Metering | 5 | Active | 4416800% |  | 2020
GMP | Weathersfield | Solar | Net-Metering | 4.8 | Active | 4414400% |  | 2020
GMP | Pownal | Solar | Net-Metering | 6.96 | Active | 4413900% |  | 2020
GMP | Dover | Solar | Net-Metering | 4.32 | Active | 4422500% |  | 2021
GMP | Charlotte | Solar | Net-Metering | 11.4 | Active | 4413900% |  | 2020
GMP | Bridgewater | Solar | Net-Metering | 10 | Active | 4411800% |  | 2020
GMP | Mount Tabor | Solar | Net-Metering | 15 | Active | 4411900% |  | 2020
GMP | Sharon | Solar | Net-Metering | 15.2 | Active | 4423000% |  | 2021
GMP | Essex Junction | Solar | Net-Metering | 11.4 | Active | 4413900% |  | 2020
GMP | Waitsfield | Solar | Net-Metering | 10 | Active | 4419400% |  | 2020
GMP | Pawlet | Solar | Net-Metering | 36 | Active | 4449100% |  | 2021
GMP | Plymouth | Solar | Net-Metering | 4.2 | Active | 4417200% |  | 2020
GMP | Charlotte | Solar | Net-Metering | 13.27 | Active | 4418300% |  | 2020
GMP | Fairfax | Solar | Net-Metering | 10.03 | Active | 4416000% |  | 2020
GMP | Cabot | Solar | Net-Metering | 11.04 | Active | 4414700% |  | 2020
GMP | Williston | Solar | Net-Metering | 7.44 | Active | 4413100% |  | 2020
GMP | Hinesburg | Solar | Net-Metering | 7.6 | Active | 4414400% |  | 2020
GMP | Benson | Solar | Net-Metering | 5.12 | Active | 4413400% |  | 2020
GMP | Killington | Solar | Net-Metering | 22.8 | Active | 4419600% |  | 2020
GMP | Rutland Town | Solar | Net-Metering | 7.6 | Active | 4410600% |  | 2020
GMP | Weybridge | Solar | Net-Metering | 5 | Active | 4415500% |  | 2020
GMP | Dover | Solar | Net-Metering | 8.8 | Active | 4409000% |  | 2020
GMP | Essex Junction | Solar | Net-Metering | 15.34 | Active | 4413100% |  | 2020
GMP | Shelburne | Solar | Net-Metering | 6 | Active | 4415500% |  | 2020
GMP | Colchester | Solar | Net-Metering | 7.08 | Active | 4446700% |  | 2021
GMP | South Burlington | Solar | Net-Metering | 5 | Active | 4410600% |  | 2020
GMP | Windsor | Solar | Net-Metering | 5.44 | Active | 4413800% |  | 2020
GMP | Pomfret | Solar | Net-Metering | 15 | Active | 4413300% |  | 2020
GMP | Mount Tabor | Solar | Net-Metering | 6 | Active | 4415100% |  | 2020
GMP | Colchester | Solar | Net-Metering | 7.6 | Active | 4416700% |  | 2020
GMP | Pomfret | Solar | Net-Metering | 7.6 | Active | 4418800% |  | 2020
GMP | Norwich | Solar | Net-Metering | 7.6 | Active | 4422500% |  | 2021
GMP | Clarendon | Solar | Net-Metering | 5.31 | Active | 4412000% |  | 2020
GMP | Berlin | Solar | Net-Metering | 15 | Active | 4414800% |  | 2020
GMP | Hartland | Solar | Net-Metering | 6 | Active | 4417300% |  | 2020
GMP | Waitsfield | Solar | Net-Metering | 6 | Active | 4417500% |  | 2020
GMP | East Montpelier | Solar | Net-Metering | 6 | Active | 4411200% |  | 2020
GMP | Shelburne | Solar | Net-Metering | 150 | Active | 4469800% |  | 2022
GMP | South Burlington | Solar | Net-Metering | 7.6 | Active | 4410500% |  | 2020
GMP | Weathersfield | Solar | Net-Metering | 8.9 | Active | 4412300% |  | 2020
GMP | Essex Junction | Solar | Net-Metering | 5 | Active | 4411200% |  | 2020
GMP | Danville | Solar | Net-Metering | 7.6 | Active | 4415900% |  | 2020
GMP | Jericho | Solar | Net-Metering | 3.8 | Active | 4417900% |  | 2020
GMP | South Burlington | Solar | Net-Metering | 7.6 | Active | 4416600% |  | 2020
GMP | Addison | Solar | Net-Metering | 66.6 | Active | 4449100% |  | 2021
GMP | Jericho | Solar | Net-Metering | 40 | Active | 4445600% |  | 2021
GMP | Thetford | Solar | Net-Metering | 6 | Active | 4420900% |  | 2021
GMP | Shelburne | Solar | Net-Metering | 15 | Active | 4415300% |  | 2020
GMP | Charlotte | Solar | Net-Metering | 14.16 | Active | 4442700% |  | 2021
GMP | Middlebury | Solar | Net-Metering | 5 | Active | 4416700% |  | 2020
GMP | Norwich | Solar | Net-Metering | 14.7 | Active | 4417200% |  | 2020
GMP | Cornwall | Solar | Net-Metering | 5.31 | Active | 4417600% |  | 2020
GMP | Colchester | Solar | Net-Metering | 15 | Active | 4413200% |  | 2020
GMP | Bristol | Solar | Net-Metering | 5.9 | Active | 4418800% |  | 2020
GMP | Norwich | Solar | Net-Metering | 7.6 | Active | 4424600% |  | 2021
GMP | Colchester | Solar | Net-Metering | 3.84 | Active | 4428000% |  | 2021
GMP | Bristol | Solar | Net-Metering | 5.93 | Active | 4429900% |  | 2021
GMP | Monkton | Solar | Net-Metering | 9 | Active | 4418600% |  | 2020
GMP | Montpelier | Solar | Net-Metering | 6 | Active | 4411300% |  | 2020
GMP | Weathersfield | Solar | Net-Metering | 75 | Active | 4432600% |  | 2021
GMP | Putney | Solar | Net-Metering | 8.7 | Active | 4416500% |  | 2020
GMP | Waitsfield | Solar | Net-Metering | 7.6 | Active | 4413400% |  | 2020
GMP | Rupert | Solar | Net-Metering | 15 | Active | 4420000% |  | 2021
GMP | Marlboro | Solar | Net-Metering | 5 | Active | 4223000% |  | 2015
GMP | Jericho | Solar | Net-Metering | 7.6 | Active | 4412400% |  | 2020
GMP | Reading | Solar | Net-Metering | 7.6 | Active | 4412300% |  | 2020
GMP | Rockingham | Solar | Net-Metering | 10 | Active | 4415400% |  | 2020
GMP | Royalton | Solar | Net-Metering | 150 | Active | 4445400% |  | 2021
GMP | Andover | Solar | Net-Metering | 9.57 | Active | 4418100% |  | 2020
GMP | Georgia | Solar | Net-Metering | 7.7 | Active | 4418100% |  | 2020
GMP | Warren | Solar | Net-Metering | 15 | Active | 4416800% |  | 2020
GMP | Tunbridge | Solar | Net-Metering | 20.16 | Active | 4425300% |  | 2021
GMP | Brandon | Solar | Net-Metering | 8.64 | Active | 4415100% |  | 2020
GMP | Reading | Solar | Net-Metering | 7.6 | Active | 4419500% |  | 2020
GMP | Warren | Solar | Net-Metering | 6 | Active | 4412400% |  | 2020
GMP | Shelburne | Solar | Net-Metering | 13.8 | Active | 4413300% |  | 2020
GMP | Springfield | Solar | Net-Metering | 4.32 | Active | 4432700% |  | 2021
GMP | Ferrisburgh | Solar | Net-Metering | 7.68 | Active | 4422500% |  | 2021
GMP | Bristol | Solar | Net-Metering | 5.93 | Active | 4420700% |  | 2021
GMP | Bristol | Solar | Net-Metering | 5.93 | Active | 4429900% |  | 2021
GMP | Milton | Solar | Net-Metering | 11.51 | Active | 4413800% |  | 2020
GMP | Shelburne | Solar | Net-Metering | 14.16 | Active | 4427200% |  | 2021
GMP | St. Johnsbury | Solar | Net-Metering | 100 | Active | 4450500% |  | 2021
GMP | South Burlington | Solar | Net-Metering | 11.8 | Active | 4414500% |  | 2020
GMP | Westminster | Solar | Net-Metering | 5 | Active | 4414800% |  | 2020
GMP | Weybridge | Solar | Net-Metering | 4.13 | Active | 4414800% |  | 2020
GMP | Charlotte | Solar | Net-Metering | 14.7 | Active | 4436900% |  | 2021
GMP | Ferrisburgh | Solar | Net-Metering | 14.7 | Active | 4418100% |  | 2020
GMP | Marlboro | Solar | Net-Metering | 5 | Active | 4413900% |  | 2020
GMP | Rockingham | Solar | Net-Metering | 5 | Active | 4417200% |  | 2020
GMP | Hancock | Solar | Net-Metering | 6.96 | Active | 4417400% |  | 2020
GMP | Colchester | Solar | Net-Metering | 4.8 | Active | 4416000% |  | 2020
GMP | Dorset | Solar | Net-Metering | 4.48 | Active | 4426600% |  | 2021
GMP | South Burlington | Solar | Net-Metering | 7.6 | Active | 4417200% |  | 2020
GMP | Moretown | Solar | Net-Metering | 10 | Active | 4434100% |  | 2021
GMP | Waterford | Solar | Net-Metering | 5 | Active | 4415900% |  | 2020
GMP | Proctor | Solar | Net-Metering | 6 | Active | 4418000% |  | 2020
GMP | Pawlet | Solar | Net-Metering | 21.8 | Active | 4418800% |  | 2020
GMP | Newbury | Solar | Net-Metering | 11.4 | Active | 4415200% |  | 2020
GMP | Bradford | Solar | Net-Metering | 7.92 | Active | 4410500% |  | 2020
GMP | Woodstock | Solar | Net-Metering | 10 | Active | 4424200% |  | 2021
GMP | Charlotte | Solar | Net-Metering | 15 | Active | 4414000% |  | 2020
GMP | Barre Town | Solar | Net-Metering | 4.8 | Active | 4422500% |  | 2021
GMP | Manchester | Solar | Net-Metering | 8.4 | Active | 4414700% |  | 2020
GMP | Waterbury | Solar | Net-Metering | 4.56 | Active | 4414400% |  | 2020
GMP | Rutland Town | Solar | Net-Metering | 5.52 | Active | 4413900% |  | 2020
GMP | Cabot | Solar | Net-Metering | 11.4 | Active | 4416700% |  | 2020
GMP | Winooski | Solar | Net-Metering | 6 | Active | 4413900% |  | 2020
GMP | Jericho | Solar | Net-Metering | 10 | Active | 4416500% |  | 2020
GMP | Chittenden | Solar | Net-Metering | 7.98 | Active | 4431400% |  | 2021
GMP | Colchester | Solar | Net-Metering | 7.6 | Active | 4417300% |  | 2020
GMP | Shaftsbury | Solar | Net-Metering | 9.6 | Active | 4416000% |  | 2020
GMP | Norwich | Solar | Net-Metering | 6 | Active | 4417600% |  | 2020
GMP | Killington | Solar | Net-Metering | 5 | Active | 4414700% |  | 2020
GMP | Mount Holly | Solar | Net-Metering | 7.6 | Active | 4416000% |  | 2020
GMP | Montpelier | Solar | Net-Metering | 7.6 | Active | 4420200% |  | 2021
GMP | Underhill | Solar | Net-Metering | 3.8 | Active | 4415900% |  | 2020
GMP | Waterford | Solar | Net-Metering | 5 | Active | 4413300% |  | 2020
GMP | Bristol | Solar | Net-Metering | 5 | Active | 4419400% |  | 2020
GMP | Middlebury | Solar | Net-Metering | 10 | Active | 4418600% |  | 2020
GMP | Colchester | Solar | Net-Metering | 43.2 | Active | 4456600% |  | 2022
GMP | Weathersfield | Solar | Net-Metering | 10 | Active | 4416700% |  | 2020
GMP | Middletown Springs | Solar | Net-Metering | 6 | Active | 4418600% |  | 2020
GMP | Killington | Solar | Net-Metering | 5.9 | Active | 4414400% |  | 2020
GMP | Waterbury | Solar | Net-Metering | 7.6 | Active | 4413800% |  | 2020
GMP | Shelburne | Solar | Net-Metering | 15 | Active | 4418300% |  | 2020
GMP | Charlotte | Solar | Net-Metering | 7.08 | Active | 4413800% |  | 2020
GMP | Essex Junction | Solar | Net-Metering | 14.75 | Active | 4423900% |  | 2021
GMP | Woodstock | Solar | Net-Metering | 7.6 | Active | 4419600% |  | 2020
GMP | Essex | Solar | Net-Metering | 11.4 | Active | 4418600% |  | 2020
GMP | Sharon | Solar | Net-Metering | 7.96 | Active | 4411100% |  | 2020
GMP | Brattleboro | Solar | Net-Metering | 7.54 | Active | 4418000% |  | 2020
GMP | West Windsor | Solar | Net-Metering | 6.38 | Active | 4414800% |  | 2020
GMP | Shaftsbury | Solar | Net-Metering | 3 | Active | 4414700% |  | 2020
GMP | Hinesburg | Solar | Net-Metering | 7.6 | Active | 4443100% |  | 2021
GMP | Westford | Solar | Net-Metering | 6 | Active | 4415300% |  | 2020
GMP | Killington | Solar | Net-Metering | 6.4 | Active | 4417500% |  | 2020
GMP | Addison | Solar | Net-Metering | 5.9 | Active | 4415300% |  | 2020
GMP | Ripton | Solar | Net-Metering | 3 | Active | 4411700% |  | 2020
GMP | Weybridge | Solar | Net-Metering | 5.9 | Active | 4424600% |  | 2021
GMP | Charlotte | Solar | Net-Metering | 11.4 | Active | 4417600% |  | 2020
GMP | Peacham | Solar | Net-Metering | 4.13 | Active | 4420700% |  | 2021
GMP | Shelburne | Solar | Net-Metering | 6.96 | Active | 4419600% |  | 2020
GMP | Jericho | Solar | Net-Metering | 10 | Active | 4413000% |  | 2020
GMP | East Montpelier | Solar | Net-Metering | 10 | Active | 4421700% |  | 2021
GMP | Wallingford | Solar | Net-Metering | 6.4 | Active | 4417200% |  | 2020
GMP | Castleton | Solar | Net-Metering | 8.32 | Active | 4416800% |  | 2020
GMP | Williston | Solar | Net-Metering | 7.6 | Active | 4416800% |  | 2020
GMP | Richmond | Solar | Net-Metering | 15 | Active | 4413200% |  | 2020
GMP | Richmond | Solar | Net-Metering | 11.4 | Active | 4434200% |  | 2021
GMP | Charlotte | Solar | Net-Metering | 8.26 | Active | 4418700% |  | 2020
GMP | Bradford | Solar | Net-Metering | 5.76 | Active | 4425800% |  | 2021
GMP | Hinesburg | Solar | Net-Metering | 4.56 | Active | 4417400% |  | 2020
GMP | Hartford | Solar | Net-Metering | 8.16 | Active | 4419300% |  | 2020
GMP | Newfane | Solar | Net-Metering | 15.2 | Active | 4434100% |  | 2021
GMP | Williston | Solar | Net-Metering | 7.08 | Active | 4415900% |  | 2020
GMP | South Burlington | Solar | Net-Metering | 5 | Active | 4419600% |  | 2020
GMP | Essex Junction | Solar | Net-Metering | 6 | Active | 4420900% |  | 2021
GMP | Waterbury | Solar | Net-Metering | 11.4 | Active | 4420300% |  | 2021
GMP | Rochester | Solar | Net-Metering | 3.5 | Active | 4421700% |  | 2021
GMP | Underhill | Solar | Net-Metering | 7.7 | Active | 4418600% |  | 2020
GMP | Richmond | Solar | Net-Metering | 7.6 | Active | 4419500% |  | 2020
GMP | Colchester | Solar | Net-Metering | 7.6 | Active | 4425100% |  | 2021
GMP | Danville | Solar | Net-Metering | 5 | Active | 4436800% |  | 2021
GMP | Waterford | Solar | Net-Metering | 2.88 | Active | 4416700% |  | 2020
GMP | Winhall | Solar | Net-Metering | 7.92 | Active | 4418800% |  | 2020
GMP | Hartland | Solar | Net-Metering | 8.88 | Active | 4419300% |  | 2020
GMP | Addison | Solar | Net-Metering | 3.84 | Active | 4416000% |  | 2020
GMP | Hartland | Solar | Net-Metering | 1.16 | Active | 4448700% |  | 2021
GMP | Moretown | Solar | Net-Metering | 7.6 | Active | 4433300% |  | 2021
GMP | Huntington | Solar | Net-Metering | 11.51 | Active | 4445300% |  | 2021
GMP | Sharon | Solar | Net-Metering | 15 | Active | 4420900% |  | 2021
GMP | Plainfield | Solar | Net-Metering | 3.84 | Active | 4427400% |  | 2021
GMP | Waterford | Solar | Net-Metering | 5 | Active | 4430900% |  | 2021
GMP | Bradford | Solar | Net-Metering | 6 | Active | 4420400% |  | 2021
GMP | Waterbury | Solar | Net-Metering | 4.13 | Active | 4418800% |  | 2020
GMP | Warren | Solar | Net-Metering | 5.61 | Active | 4422100% |  | 2021
GMP | Hartland | Solar | Net-Metering | 10 | Active | 4420900% |  | 2021
GMP | Springfield | Solar | Net-Metering | 5.89 | Active | 4421000% |  | 2021
GMP | Brattleboro | Solar | Net-Metering | 57.6 | Active | 4420300% |  | 2021
GMP | Monkton | Solar | Net-Metering | 7.6 | Active | 4418600% |  | 2020
GMP | Bennington | Solar | Net-Metering | 7.68 | Active | 4437600% |  | 2021
GMP | Hartford | Solar | Net-Metering | 6 | Active | 4419600% |  | 2020
GMP | Rochester | Solar | Net-Metering | 6.2 | Active | 4444900% |  | 2021
GMP | Shrewsbury | Solar | Net-Metering | 12 | Active | 4419500% |  | 2020
GMP | West Rutland | Solar | Net-Metering | 11.86 | Active | 4424400% |  | 2021
GMP | Stratton | Solar | Net-Metering | 7.6 | Active | 4415800% |  | 2020
GMP | Concord | Solar | Net-Metering | 11.4 | Active | 4419600% |  | 2020
GMP | Ferrisburgh | Solar | Net-Metering | 7.38 | Active | 4415100% |  | 2020
GMP | Charlotte | Solar | Net-Metering | 7.08 | Active | 4416900% |  | 2020
GMP | Peacham | Solar | Net-Metering | 13.8 | Active | 4417600% |  | 2020
GMP | Barnard | Solar | Net-Metering | 7.1 | Active | 4419300% |  | 2020
GMP | Dummerston | Solar | Net-Metering | 8 | Active | 4438300% |  | 2021
GMP | Shelburne | Solar | Net-Metering | 13.57 | Active | 4420100% |  | 2021
GMP | Norwich | Solar | Net-Metering | 7.6 | Active | 4413800% |  | 2020
GMP | Peru | Solar | Net-Metering | 3.84 | Active | 4418800% |  | 2020
GMP | Middlebury | Solar | Net-Metering | 10.32 | Active | 4429300% |  | 2021
GMP | Winooski | Solar | Net-Metering | 4.42 | Active | 4414800% |  | 2020
GMP | Norwich | Solar | Net-Metering | 5 | Active | 4415300% |  | 2020
GMP | Winooski | Solar | Net-Metering | 500 | Active | 4453400% |  | 2021
GMP | Shoreham | Solar | Net-Metering | 3 | Active | 4415300% |  | 2020
GMP | Cornwall | Solar | Net-Metering | 13.44 | Active | 4417400% |  | 2020
GMP | Londonderry | Solar | Net-Metering | 6.72 | Active | 4417200% |  | 2020
GMP | Cornwall | Solar | Net-Metering | 5.31 | Active | 4450400% |  | 2021
GMP | Waterbury | Solar | Net-Metering | 8.26 | Active | 4449000% |  | 2021
GMP | Waitsfield | Solar | Net-Metering | 11.4 | Active | 4416600% |  | 2020
GMP | Randolph | Solar | Net-Metering | 6 | Active | 4418000% |  | 2020
GMP | Pomfret | Solar | Net-Metering | 5 | Active | 4432700% |  | 2021
GMP | Rutland City | Solar | Net-Metering | 7.6 | Active | 4418700% |  | 2020
GMP | Underhill | Solar | Net-Metering | 12 | Active | 4414000% |  | 2020
GMP | Jericho | Solar | Net-Metering | 5.9 | Active | 4414500% |  | 2020
GMP | Granville | Solar | Net-Metering | 9.72 | Active | 4420900% |  | 2021
GMP | Jericho | Solar | Net-Metering | 5 | Active | 4417900% |  | 2020
GMP | Cabot | Solar | Net-Metering | 8.03 | Active | 4414700% |  | 2020
GMP | Charlotte | Solar | Net-Metering | 10 | Active | 4430700% |  | 2021
GMP | Hartford | Solar | Net-Metering | 7.6 | Active | 4421100% |  | 2021
GMP | Townshend | Solar | Net-Metering | 7.4 | Active | 4430600% |  | 2021
GMP | Grafton | Solar | Net-Metering | 7.6 | Active | 4448200% |  | 2021
GMP | Woodstock | Solar | Net-Metering | 3.54 | Active | 4415900% |  | 2020
GMP | Arlington | Solar | Net-Metering | 29.57 | Active | 4419400% |  | 2020
GMP | Arlington | Solar | Net-Metering | 8.76 | Active | 4419400% |  | 2020
GMP | Waterbury | Solar | Net-Metering | 10.62 | Active | 4423900% |  | 2021
GMP | St. Johnsbury | Solar | Net-Metering | 4.32 | Active | 4420100% |  | 2021
GMP | Springfield | Solar | Net-Metering | 7 | Active | 4419400% |  | 2020
GMP | Townshend | Solar | Net-Metering | 7 | Active | 4417300% |  | 2020
GMP | South Burlington | Solar | Net-Metering | 10.62 | Active | 4417200% |  | 2020
GMP | Peru | Solar | Net-Metering | 15 | Active | 4416700% |  | 2020
GMP | Mount Holly | Solar | Net-Metering | 10 | Active | 4417500% |  | 2020
GMP | Montpelier | Solar | Net-Metering | 5 | Active | 4422400% |  | 2021
GMP | Newfane | Solar | Net-Metering | 7.6 | Active | 4422200% |  | 2021
GMP | Barnard | Solar | Net-Metering | 6 | Active | 4418600% |  | 2020
GMP | New Haven | Solar | Net-Metering | 7.08 | Active | 4417500% |  | 2020
GMP | Bristol | Solar | Net-Metering | 12.98 | Active | 4419600% |  | 2020
GMP | Dorset | Solar | Net-Metering | 4.48 | Active | 4420300% |  | 2021
GMP | Colchester | Solar | Net-Metering | 4.32 | Active | 4416000% |  | 2020
GMP | Wilmington | Solar | Net-Metering | 15 | Active | 4418300% |  | 2020
GMP | Randolph | Solar | Net-Metering | 4.56 | Active | 4424900% |  | 2021
GMP | Jericho | Solar | Net-Metering | 4.56 | Active | 4415900% |  | 2020
GMP | Vershire | Solar | Net-Metering | 13.84 | Active | 4417400% |  | 2020
GMP | Pittsford | Solar | Net-Metering | 13.8 | Active | 4418300% |  | 2020
GMP | Hartland | Solar | Net-Metering | 15 | Active | 4419500% |  | 2020
GMP | Rutland City | Solar | Net-Metering | 2.88 | Active | 4419600% |  | 2020
GMP | Rochester | Solar | Net-Metering | 2.88 | Active | 4418800% |  | 2020
GMP | Rutland City | Solar | Net-Metering | 2.4 | Active | 4418800% |  | 2020
GMP | Wallingford | Solar | Net-Metering | 7.08 | Active | 4420000% |  | 2021
GMP | Bristol | Solar | Net-Metering | 5.9 | Active | 4417900% |  | 2020
GMP | Essex Junction | Solar | Net-Metering | 20.06 | Active | 4419400% |  | 2020
GMP | Charlotte | Solar | Net-Metering | 5.9 | Active | 4419400% |  | 2020
GMP | Landgrove | Solar | Net-Metering | 4.8 | Active | 4431600% |  | 2021
GMP | Stockbridge | Solar | Net-Metering | 7.08 | Active | 4417400% |  | 2020
GMP | Bristol | Solar | Net-Metering | 7.96 | Active | 4418200% |  | 2020
GMP | Hinesburg | Solar | Net-Metering | 8.55 | Active | 4416000% |  | 2020
GMP | Hartford | Solar | Net-Metering | 6.28 | Active | 4422200% |  | 2021
GMP | Norwich | Solar | Net-Metering | 5 | Active | 4416900% |  | 2020
GMP | Norwich | Solar | Net-Metering | 6 | Active | 4421500% |  | 2021
GMP | Bristol | Solar | Net-Metering | 4.39 | Active | 4424400% |  | 2021
GMP | Colchester | Solar | Net-Metering | 7.08 | Active | 4425100% |  | 2021
GMP | Hartland | Solar | Net-Metering | 5 | Active | 4418200% |  | 2020
GMP | Weston | Solar | Net-Metering | 6.4 | Active | 4423800% |  | 2021
GMP | Chittenden | Solar | Net-Metering | 5.76 | Active | 4419500% |  | 2020
GMP | Addison | Solar | Net-Metering | 7.6 | Active | 4432100% |  | 2021
GMP | Westminster | Solar | Net-Metering | 5.28 | Active | 4420000% |  | 2021
GMP | Montpelier | Solar | Net-Metering | 7.68 | Active | 4427000% |  | 2021
GMP | Vergennes | Solar | Net-Metering | 5.04 | Active | 4423600% |  | 2021
GMP | Vernon | Solar | Net-Metering | 14 | Active | 4427100% |  | 2021
GMP | Braintree | Solar | Net-Metering | 7.08 | Active | 4420400% |  | 2021
GMP | Randolph | Solar | Net-Metering | 5.01 | Active | 4446800% |  | 2021
GMP | Lincoln | Solar | Net-Metering | 3.54 | Active | 4418200% |  | 2020
GMP | Wilmington | Solar | Net-Metering | 6 | Active | 4431400% |  | 2021
GMP | Warren | Solar | Net-Metering | 7.44 | Active | 4424500% |  | 2021
GMP | Winhall | Solar | Net-Metering | 8.16 | Active | 4425100% |  | 2021
GMP | Hinesburg | Solar | Net-Metering | 8.26 | Active | 4417400% |  | 2020
GMP | Rupert | Solar | Net-Metering | 7.6 | Active | 4416900% |  | 2020
GMP | Ludlow | Solar | Net-Metering | 3.8 | Active | 4419500% |  | 2020
GMP | St. Albans City | Solar | Net-Metering | 10 | Active | 4424500% |  | 2021
GMP | Addison | Solar | Net-Metering | 8.4 | Active | 4453100% |  | 2021
GMP | Windham | Solar | Net-Metering | 4.8 | Active | 4444000% |  | 2021
GMP | Castleton | Solar | Net-Metering | 91.4 | Active | 4435200% |  | 2021
GMP | Windsor | Solar | Net-Metering | 150 | Active | 4456000% |  | 2021
GMP | Putney | Solar | Net-Metering | 500 | Active | 4455000% |  | 2021
GMP | Underhill | Solar | Net-Metering | 20 | Active | 4084900% |  | 2011
GMP | Pittsford | Solar | Net-Metering | 500 | Active | 4481600% |  | 2022
GMP | Windsor | Solar | Net-Metering | 500 | Active | 4455800% |  | 2021
GMP | Hartland | Solar | Net-Metering | 7.6 | Active | 4423500% |  | 2021
GMP | Randolph | Solar | Net-Metering | 7.7 | Active | 4427000% |  | 2021
GMP | Pittsford | Solar | Net-Metering | 3.8 | Active | 4434100% |  | 2021
GMP | Mount Holly | Solar | Net-Metering | 7.6 | Active | 4422500% |  | 2021
GMP | Waterbury | Solar | Net-Metering | 14.4 | Active | 4423200% |  | 2021
GMP | Essex Junction | Solar | Net-Metering | 10.03 | Active | 4432600% |  | 2021
GMP | Essex | Solar | Net-Metering | 4.8 | Active | 4423200% |  | 2021
GMP | Randolph | Solar | Net-Metering | 6.72 | Active | 4428600% |  | 2021
GMP | Rutland City | Solar | Net-Metering | 4.08 | Active | 4418800% |  | 2020
GMP | Norwich | Solar | Net-Metering | 15 | Active | 4420100% |  | 2021
GMP | Jericho | Solar | Net-Metering | 6 | Active | 4418800% |  | 2020
GMP | Jericho | Solar | Net-Metering | 5 | Active | 4418800% |  | 2020
GMP | Georgia | Solar | Net-Metering | 5.28 | Active | 4418700% |  | 2020
GMP | Londonderry | Solar | Net-Metering | 8.4 | Active | 4430000% |  | 2021
GMP | Rutland City | Solar | Net-Metering | 57.6 | Active | 4426700% |  | 2021
GMP | New Haven | Solar | Net-Metering | 7.2 | Active | 4422500% |  | 2021
GMP | Rutland Town | Solar | Net-Metering | 4.08 | Active | 4420800% |  | 2021
GMP | Stockbridge | Solar | Net-Metering | 6.96 | Active | 4423200% |  | 2021
GMP | Monkton | Solar | Net-Metering | 9.44 | Active | 4429300% |  | 2021
GMP | Weston | Solar | Net-Metering | 4.55 | Active | 4419500% |  | 2020
GMP | Charlotte | Solar | Net-Metering | 7.6 | Active | 4418300% |  | 2020
GMP | Hartland | Solar | Net-Metering | 10 | Active | 4423000% |  | 2021
GMP | Winhall | Solar | Net-Metering | 6.3 | Active | 4418800% |  | 2020
GMP | New Haven | Solar | Net-Metering | 7.08 | Active | 4421700% |  | 2021
GMP | Randolph | Solar | Net-Metering | 11.4 | Active | 4420100% |  | 2021
GMP | Montpelier | Solar | Net-Metering | 7.6 | Active | 4417400% |  | 2020
GMP | Putney | Solar | Net-Metering | 7.6 | Active | 4420900% |  | 2021
GMP | Stratton | Solar | Net-Metering | 10.88 | Active | 4425600% |  | 2021
GMP | East Montpelier | Solar | Net-Metering | 7.6 | Active | 4417200% |  | 2020
GMP | Hartland | Solar | Net-Metering | 6 | Active | 4424500% |  | 2021
GMP | Weston | Solar | Net-Metering | 5.12 | Active | 4425000% |  | 2021
GMP | Colchester | Solar | Net-Metering | 13.8 | Active | 4422400% |  | 2021
GMP | St. Albans Town | Solar | Net-Metering | 7.68 | Active | 4453100% |  | 2021
GMP | Clarendon | Solar | Net-Metering | 15 | Active | 4418000% |  | 2020
GMP | Pittsford | Solar | Net-Metering | 50 | Active | 4418600% |  | 2020
GMP | Wilmington | Solar | Net-Metering | 4.56 | Active | 4422800% |  | 2021
GMP | Barre Town | Solar | Net-Metering | 5.52 | Active | 4418800% |  | 2020
GMP | Fairfax | Solar | Net-Metering | 7.6 | Active | 4418100% |  | 2020
GMP | Norwich | Solar | Net-Metering | 7.6 | Active | 4424300% |  | 2021
GMP | Barre Town | Solar | Net-Metering | 11.28 | Active | 4423000% |  | 2021
GMP | Newbury | Solar | Net-Metering | 10 | Active | 4433600% |  | 2021
GMP | Fairfax | Solar | Net-Metering | 6.96 | Active | 4423000% |  | 2021
GMP | Weybridge | Solar | Net-Metering | 4.64 | Active | 4424600% |  | 2021
GMP | New Haven | Solar | Net-Metering | 10 | Active | 4430600% |  | 2021
GMP | Williamstown | Solar | Net-Metering | 7.08 | Active | 4420800% |  | 2021
GMP | Woodstock | Solar | Net-Metering | 7.08 | Active | 4420800% |  | 2021
GMP | Cambridge | Solar | Net-Metering | 7.6 | Active | 4441700% |  | 2021
GMP | Hinesburg | Solar | Net-Metering | 24.19 | Active | 4453300% |  | 2021
GMP | Waterbury | Solar | Net-Metering | 7.67 | Active | 4418800% |  | 2020
GMP | Wallingford | Solar | Net-Metering | 9.84 | Active | 4432100% |  | 2021
GMP | Ludlow | Solar | Net-Metering | 6 | Active | 4437600% |  | 2021
GMP | Newbury | Solar | Net-Metering | 10.56 | Active | 4432200% |  | 2021
GMP | Ferrisburgh | Solar | Net-Metering | 8 | Active | 4422100% |  | 2021
GMP | Fairfax | Solar | Net-Metering | 4.32 | Active | 4420800% |  | 2021
GMP | Orwell | Solar | Net-Metering | 15 | Active | 4456000% |  | 2021
GMP | Rochester | Solar | Net-Metering | 5 | Active | 4421500% |  | 2021
GMP | Rockingham | Solar | Net-Metering | 35 | Active | 4442700% |  | 2021
GMP | Brookline | Solar | Net-Metering | 5 | Active | 4422500% |  | 2021
GMP | Westminster | Solar | Net-Metering | 5.76 | Active | 4441400% |  | 2021
GMP | Williston | Solar | Net-Metering | 5.61 | Active | 4419300% |  | 2020
GMP | Hartford | Solar | Net-Metering | 7.7 | Active | 4420800% |  | 2021
GMP | Rutland Town | Solar | Net-Metering | 8.26 | Active | 4418000% |  | 2020
GMP | Middlebury | Solar | Net-Metering | 4.13 | Active | 4432300% |  | 2021
GMP | Norwich | Solar | Net-Metering | 7.7 | Active | 4420100% |  | 2021
GMP | Proctor | Solar | Net-Metering | 3.52 | Active | 4423200% |  | 2021
GMP | Milton | Solar | Net-Metering | 4.8 | Active | 4423200% |  | 2021
GMP | Fair Haven | Solar | Net-Metering | 8.16 | Active | 4420200% |  | 2021
GMP | Jericho | Solar | Net-Metering | 15 | Active | 4425900% |  | 2021
GMP | Royalton | Solar | Net-Metering | 11.4 | Active | 4423800% |  | 2021
GMP | Colchester | Solar | Net-Metering | 15.2 | Active | 4429200% |  | 2021
GMP | Colchester | Solar | Net-Metering | 5.04 | Active | 4431400% |  | 2021
GMP | Middlebury | Solar | Net-Metering | 3.84 | Active | 4425600% |  | 2021
GMP | Rutland City | Solar | Net-Metering | 7.92 | Active | 4429800% |  | 2021
GMP | Winhall | Solar | Net-Metering | 5.76 | Active | 4419600% |  | 2020
GMP | Warren | Solar | Net-Metering | 5.31 | Active | 4435700% |  | 2021
GMP | Peru | Solar | Net-Metering | 7.6 | Active | 4431300% |  | 2021
GMP | Pittsford | Solar | Net-Metering | 10 | Active | 4427700% |  | 2021
GMP | Hartland | Solar | Net-Metering | 4.08 | Active | 4423700% |  | 2021
GMP | Rutland Town | Solar | Net-Metering | 9.36 | Active | 4425900% |  | 2021
GMP | South Burlington | Solar | Net-Metering | 5 | Active | 4420300% |  | 2021
GMP | Monkton | Solar | Net-Metering | 15 | Active | 4436100% |  | 2021
GMP | Monkton | Solar | Net-Metering | 10.08 | Active | 4421700% |  | 2021
GMP | Vergennes | Solar | Net-Metering | 4.72 | Active | 4419500% |  | 2020
GMP | Wallingford | Solar | Net-Metering | 7.6 | Active | 4419600% |  | 2020
GMP | Bethel | Solar | Net-Metering | 39.83 | Active | 4437100% |  | 2021
GMP | Waterbury | Solar | Net-Metering | 10 | Active | 4422200% |  | 2021
GMP | Whiting | Solar | Net-Metering | 3.77 | Active | 4434400% |  | 2021
GMP | Middlebury | Solar | Net-Metering | 10 | Active | 4444700% |  | 2021
GMP | Underhill | Solar | Net-Metering | 10.62 | Active | 4419500% |  | 2020
GMP | Hinesburg | Solar | Net-Metering | 7.7 | Active | 4434000% |  | 2021
GMP | Newfane | Solar | Net-Metering | 7.83 | Active | 4430000% |  | 2021
GMP | Vergennes | Solar | Net-Metering | 9.44 | Active | 4425700% |  | 2021
GMP | Mendon | Solar | Net-Metering | 4.8 | Active | 4424400% |  | 2021
GMP | Winooski | Solar | Net-Metering | 6.48 | Active | 4426300% |  | 2021
GMP | Londonderry | Solar | Net-Metering | 9.6 | Active | 4434100% |  | 2021
GMP | Colchester | Solar | Net-Metering | 5.52 | Active | 4422500% |  | 2021
GMP | Monkton | Solar | Net-Metering | 12.98 | Active | 4422300% |  | 2021
GMP | Middlebury | Solar | Net-Metering | 7.08 | Active | 4424500% |  | 2021
GMP | Shaftsbury | Solar | Net-Metering | 10 | Active | 4423700% |  | 2021
GMP | Westminster | Solar | Net-Metering | 7.83 | Active | 4420000% |  | 2021
GMP | Chittenden | Solar | Net-Metering | 7.6 | Active | 4422500% |  | 2021
GMP | Underhill | Solar | Net-Metering | 4.13 | Active | 4421700% |  | 2021
GMP | Woodstock | Solar | Net-Metering | 7.7 | Active | 4442500% |  | 2021
GMP | Williston | Solar | Net-Metering | 3.54 | Active | 4421100% |  | 2021
GMP | Hartland | Solar | Net-Metering | 15 | Active | 4444600% |  | 2021
GMP | Rupert | Solar | Net-Metering | 7.08 | Active | 4424900% |  | 2021
GMP | Warren | Solar | Net-Metering | 11.4 | Active | 4432900% |  | 2021
GMP | Vernon | Solar | Net-Metering | 7.6 | Active | 4422400% |  | 2021
GMP | Rupert | Solar | Net-Metering | 7.6 | Active | 4432700% |  | 2021
GMP | Orwell | Solar | Net-Metering | 15 | Active | 4456000% |  | 2021
GMP | Barnet | Solar | Net-Metering | 4.72 | Active | 4434900% |  | 2021
GMP | Chester | Solar | Net-Metering | 9.44 | Active | 4430700% |  | 2021
GMP | Bethel | Solar | Net-Metering | 7.6 | Active | 4422100% |  | 2021
GMP | Hartford | Solar | Net-Metering | 7.6 | Active | 4431900% |  | 2021
GMP | Waterbury | Solar | Net-Metering | 7.67 | Active | 4420900% |  | 2021
GMP | Hartford | Solar | Net-Metering | 7.6 | Active | 4441100% |  | 2021
GMP | Hartford | Solar | Net-Metering | 10 | Active | 4422100% |  | 2021
GMP | Panton | Solar | Net-Metering | 7.6 | Active | 4431500% |  | 2021
GMP | Thetford | Solar | Net-Metering | 6.49 | Active | 4422300% |  | 2021
GMP | MOretown | Solar | Net-Metering | 3.84 | Active | 4425900% |  | 2021
GMP | Pomfret | Solar | Net-Metering | 15 | Active | 4434400% |  | 2021
GMP | Worcester | Solar | Net-Metering | 7.08 | Active | 4430000% |  | 2021
GMP | Berlin | Solar | Net-Metering | 11.4 | Active | 4489700% |  | 2022
GMP | Berlin | Solar | Net-Metering | 8.85 | Active | 4425200% |  | 2021
GMP | Brattleboro | Solar | Net-Metering | 3.48 | Active | 4419600% |  | 2020
GMP | Fairfax | Solar | Net-Metering | 10 | Active | 4435700% |  | 2021
GMP | Bristol | Solar | Net-Metering | 9.44 | Active | 4423500% |  | 2021
GMP | Georgia | Solar | Net-Metering | 6 | Active | 4425900% |  | 2021
GMP | Manchester | Solar | Net-Metering | 7.2 | Active | 4427900% |  | 2021
GMP | Charlotte | Solar | Net-Metering | 7.6 | Active | 4431600% |  | 2021
GMP | Hancock | Solar | Net-Metering | 13.44 | Active | 4433300% |  | 2021
GMP | Monkton | Solar | Net-Metering | 11.52 | Active | 4422800% |  | 2021
GMP | Cornwall | Solar | Net-Metering | 10 | Active | 4435600% |  | 2021
GMP | Newfane | Solar | Net-Metering | 8.64 | Active | 4432300% |  | 2021
GMP | West Rutland | Solar | Net-Metering | 5.76 | Active | 4423000% |  | 2021
GMP | Ripton | Solar | Net-Metering | 3.54 | Active | 4425100% |  | 2021
GMP | Ferrisburgh | Solar | Net-Metering | 11.8 | Active | 4425200% |  | 2021
GMP | Ferrisburgh | Solar | Net-Metering | 4.72 | Active | 4431200% |  | 2021
GMP | Wallingford | Solar | Net-Metering | 7.44 | Active | 4426400% |  | 2021
GMP | St. Albans Town | Solar | Net-Metering | 7.68 | Active | 4433600% |  | 2021
GMP | Monkton | Solar | Net-Metering | 7.6 | Active | 4436400% |  | 2021
GMP | Randolph | Solar | Net-Metering | 4.72 | Active | 4421700% |  | 2021
GMP | Barre City | Solar | Net-Metering | 500 | Active | 4492300% |  | 2022
GMP | Barre City | Solar | Net-Metering | 500 | Active | 4491000% |  | 2022
GMP | Swanton | Solar | Net-Metering | 8.26 | Active | 4420800% |  | 2021
GMP | Westford | Solar | Net-Metering | 4.72 | Active | 4420200% |  | 2021
GMP | Richmond | Solar | Net-Metering | 7.6 | Active | 4428700% |  | 2021
GMP | Woodstock | Solar | Net-Metering | 6 | Active | 4435100% |  | 2021
GMP | Barre Town | Solar | Net-Metering | 4.13 | Active | 4422400% |  | 2021
GMP | Waterbury | Solar | Net-Metering | 7.67 | Active | 4421500% |  | 2021
GMP | Cornwall | Solar | Net-Metering | 15 | Active | 4456000% |  | 2021
GMP | Barnet | Solar | Net-Metering | 5 | Active | 4423000% |  | 2021
GMP | South Burlington | Solar | Net-Metering | 10.62 | Active | 4420900% |  | 2021
GMP | Cabot | Solar | Net-Metering | 3.8 | Active | 4432000% |  | 2021
GMP | Hinesburg | Solar | Net-Metering | 30 | Active | 4437900% |  | 2021
GMP | Baltimore | Solar | Net-Metering | 7.08 | Active | 4448000% |  | 2021
GMP | Montpelier | Solar | Net-Metering | 7.67 | Active | 4423000% |  | 2021
GMP | Shelburne | Solar | Net-Metering | 11.21 | Active | 4423200% |  | 2021
GMP | Waterbury | Solar | Net-Metering | 11.04 | Active | 4432700% |  | 2021
GMP | Richmond | Solar | Net-Metering | 6.72 | Active | 4430600% |  | 2021
GMP | Williston | Solar | Net-Metering | 10.08 | Active | 4421700% |  | 2021
GMP | St. Albans City | Solar | Net-Metering | 26.25 | Active | 4429400% |  | 2021
GMP | Westminster | Solar | Net-Metering | 500 | Active | 4472700% |  | 2022
GMP | Hartland | Solar | Net-Metering | 500 | Active | 4490200% |  | 2022
GMP | Lincoln | Solar | Net-Metering | 5 | Active | 4431600% |  | 2021
GMP | South Burlington | Solar | Net-Metering | 7.6 | Active | 4428600% |  | 2021
GMP | Cornwall | Solar | Net-Metering | 4.72 | Active | 4436900% |  | 2021
GMP | Woodstock | Solar | Net-Metering | 4.72 | Active | 4423600% |  | 2021
GMP | St. Johnsbury | Solar | Net-Metering | 22.4 | Active | 4419600% |  | 2020
GMP | Bolton | Solar | Net-Metering | 150 | Active | 4455800% |  | 2021
GMP | Stockbridge | Solar | Net-Metering | 7.96 | Active | 4422300% |  | 2021
GMP | Jericho | Solar | Net-Metering | 7.6 | Active | 4420700% |  | 2021
GMP | Hartford | Solar | Net-Metering | 15 | Active | 4434100% |  | 2021
GMP | Huntington | Solar | Net-Metering | 2.36 | Active | 4423600% |  | 2021
GMP | South Burlington | Solar | Net-Metering | 50 | Active | 4455800% |  | 2021
GMP | Williston | Solar | Net-Metering | 9.36 | Active | 4424200% |  | 2021
GMP | Halifax | Solar | Net-Metering | 2.88 | Active | 4429100% |  | 2021
GMP | Middlesex | Solar | Net-Metering | 7.92 | Active | 4425200% |  | 2021
GMP | Londonderry | Solar | Net-Metering | 7.6 | Active | 4425200% |  | 2021
GMP | St. Albans Town | Solar | Net-Metering | 5.76 | Active | 4425000% |  | 2021
GMP | Rutland City | Solar | Net-Metering | 5.76 | Active | 4423200% |  | 2021
GMP | Essex Junction | Solar | Net-Metering | 6.48 | Active | 4426300% |  | 2021
GMP | Georgia | Solar | Net-Metering | 7.44 | Active | 4428400% |  | 2021
GMP | Danville | Solar | Net-Metering | 6.98 | Active | 4424400% |  | 2021
GMP | Berlin | Solar | Net-Metering | 7.6 | Active | 4435000% |  | 2021
GMP | Bristol | Solar | Net-Metering | 7.08 | Active | 4426400% |  | 2021
GMP | Williston | Solar | Net-Metering | 7.6 | Active | 4439200% |  | 2021
GMP | Colchester | Solar | Net-Metering | 6 | Active | 4434400% |  | 2021
GMP | Goshen | Solar | Net-Metering | 7.68 | Active | 4425200% |  | 2021
GMP | Williston | Solar | Net-Metering | 6.2 | Active | 4422100% |  | 2021
GMP | Victory | Solar | Net-Metering | 6 | Active | 4429800% |  | 2021
GMP | Warren | Solar | Net-Metering | 6 | Active | 4436800% |  | 2021
GMP | Fairlee | Solar | Net-Metering | 10 | Active | 4438300% |  | 2021
GMP | Bristol | Solar | Net-Metering | 3.83 | Active | 4422100% |  | 2021
GMP | Castleton | Solar | Net-Metering | 14.16 | Active | 4436200% |  | 2021
GMP | Stockbridge | Solar | Net-Metering | 7.6 | Active | 4425900% |  | 2021
GMP | Roxbury | Solar | Net-Metering | 9.44 | Active | 4433500% |  | 2021
GMP | Williston | Solar | Net-Metering | 5.61 | Active | 4432200% |  | 2021
GMP | Georgia | Solar | Net-Metering | 2.95 | Active | 4434200% |  | 2021
GMP | Charlotte | Solar | Net-Metering | 14.75 | Active | 4456000% |  | 2021
GMP | Montpelier | Solar | Net-Metering | 6.49 | Active | 4423000% |  | 2021
GMP | Waitsfield | Solar | Net-Metering | 150 | Active | 4452300% |  | 2021
GMP | Colchester | Solar | Net-Metering | 5.31 | Active | 4423200% |  | 2021
GMP | Springfield | Solar | Net-Metering | 11.8 | Active | 4451500% |  | 2021
GMP | Lincoln | Solar | Net-Metering | 6.24 | Active | 4424200% |  | 2021
GMP | Rutland City | Solar | Net-Metering | 5.28 | Active | 4432200% |  | 2021
GMP | Colchester | Solar | Net-Metering | 5.52 | Active | 4424900% |  | 2021
GMP | Chittenden | Solar | Net-Metering | 4.32 | Active | 4424900% |  | 2021
GMP | Brandon | Solar | Net-Metering | 4.8 | Active | 4423600% |  | 2021
GMP | Montpelier | Solar | Net-Metering | 7.38 | Active | 4431200% |  | 2021
GMP | Charlotte | Solar | Net-Metering | 15 | Active | 4446700% |  | 2021
GMP | Stockbridge | Solar | Net-Metering | 10.03 | Active | 4436100% |  | 2021
GMP | Pomfret | Solar | Net-Metering | 4.72 | Active | 4468600% |  | 2022
GMP | Williston | Solar | Net-Metering | 8.85 | Active | 4428000% |  | 2021
GMP | Pomfret | Solar | Net-Metering | 6.49 | Active | 4431300% |  | 2021
GMP | Sharon | Solar | Net-Metering | 4.13 | Active | 4428500% |  | 2021
GMP | Guilford | Solar | Net-Metering | 6 | Active | 4442500% |  | 2021
GMP | Mount Holly | Solar | Net-Metering | 7.2 | Active | 4456000% |  | 2021
GMP | Halifax | Solar | Net-Metering | 5.52 | Active | 4436400% |  | 2021
GMP | Barre City | Solar | Net-Metering | 5.76 | Active | 4437800% |  | 2021
GMP | South Burlington | Solar | Net-Metering | 9.84 | Active | 4427000% |  | 2021
GMP | Brookfield | Solar | Net-Metering | 7.6 | Active | 4429500% |  | 2021
GMP | Fayston | Solar | Net-Metering | 5.02 | Active | 4426500% |  | 2021
GMP | Underhill | Solar | Net-Metering | 6.49 | Active | 4427200% |  | 2021
GMP | Ferrisburgh | Solar | Net-Metering | 6.2 | Active | 4435500% |  | 2021
GMP | Washington | Solar | Net-Metering | 11.04 | Active | 4441200% |  | 2021
GMP | Peru | Solar | Net-Metering | 3.36 | Active | 4436300% |  | 2021
GMP | Starksboro | Solar | Net-Metering | 5.04 | Active | 4442700% |  | 2021
GMP | Northfield | Solar | Net-Metering | 6.72 | Active | 4432100% |  | 2021
GMP | St. Johnsbury | Solar | Net-Metering | 28.8 | Active | 4452200% |  | 2021
GMP | Lincoln | Solar | Net-Metering | 5 | Active | 4438600% |  | 2021
GMP | West Windsor | Solar | Net-Metering | 16.52 | Active | 4430800% |  | 2021
GMP | Hinesburg | Solar | Net-Metering | 25.96 | Active | 4449100% |  | 2021
GMP | Shelburne | Solar | Net-Metering | 5.31 | Active | 4423000% |  | 2021
GMP | Sharon | Solar | Net-Metering | 9.44 | Active | 4430100% |  | 2021
GMP | Waltham | Solar | Net-Metering | 4.72 | Active | 4432100% |  | 2021
GMP | Rochester | Solar | Net-Metering | 3.36 | Active | 4423600% |  | 2021
GMP | Bethel | Solar | Net-Metering | 8.4 | Active | 4437600% |  | 2021
GMP | Charlotte | Solar | Net-Metering | 7.08 | Active | 4434000% |  | 2021
GMP | Newfane | Solar | Net-Metering | 7.96 | Active | 4423600% |  | 2021
GMP | Woodstock | Solar | Net-Metering | 15.04 | Active | 4431600% |  | 2021
GMP | Colchester | Solar | Net-Metering | 14.75 | Active | 4457100% |  | 2022
GMP | Calais | Solar | Net-Metering | 6.2 | Active | 4424400% |  | 2021
GMP | Tunbridge | Solar | Net-Metering | 8.85 | Active | 4428500% |  | 2021
GMP | West Rutland | Solar | Net-Metering | 8.4 | Active | 4423600% |  | 2021
GMP | Barre Town | Solar | Net-Metering | 5.76 | Active | 4425800% |  | 2021
GMP | Northfield | Solar | Net-Metering | 5.76 | Active | 4427900% |  | 2021
GMP | St. Albans City | Solar | Net-Metering | 1.92 | Active | 4428000% |  | 2021
GMP | Westminster | Solar | Net-Metering | 9.28 | Active | 4456500% |  | 2022
GMP | Rochester | Solar | Net-Metering | 20 | Active | 4437700% |  | 2021
GMP | Chester | Solar | Net-Metering | 7 | Active | 4430000% |  | 2021
GMP | Warren | Solar | Net-Metering | 3.84 | Active | 4432800% |  | 2021
GMP | Hartford | Solar | Net-Metering | 8.4 | Active | 4425300% |  | 2021
GMP | Benson | Solar | Net-Metering | 4.8 | Active | 4425100% |  | 2021
GMP | Barre City | Solar | Net-Metering | 5.76 | Active | 4426300% |  | 2021
GMP | Hinesburg | Solar | Net-Metering | 7.08 | Active | 4431400% |  | 2021
GMP | Berlin | Solar | Net-Metering | 86.4 | Active | 4479100% |  | 2022
GMP | Waterbury | Solar | Net-Metering | 86.4 | Active | 4456000% |  | 2021
GMP | Arlington | Solar | Net-Metering | 10.06 | Active | 4431600% |  | 2021
GMP | Orwell | Solar | Net-Metering | 2.88 | Active | 4435400% |  | 2021
GMP | Dorset | Solar | Net-Metering | 12 | Active | 4481600% |  | 2022
GMP | Winhall | Solar | Net-Metering | 19.2 | Active | 4439200% |  | 2021
GMP | Orwell | Solar | Net-Metering | 15 | Active | 4456000% |  | 2021
GMP | Bennington | Solar | Net-Metering | 22.8 | Active | 4428700% |  | 2021
GMP | Newfane | Solar | Net-Metering | 6 | Active | 4433600% |  | 2021
GMP | Waitsfield | Solar | Net-Metering | 6.96 | Active | 4430800% |  | 2021
GMP | Charlotte | Solar | Net-Metering | 9.28 | Active | 4435500% |  | 2021
GMP | Ripton | Solar | Net-Metering | 7.6 | Active | 4436900% |  | 2021
GMP | Milton | Solar | Net-Metering | 5.9 | Active | 4423900% |  | 2021
GMP | Hartford | Solar | Net-Metering | 11.4 | Active | 4435600% |  | 2021
GMP | Mount Holly | Solar | Net-Metering | 7 | Active | 4434800% |  | 2021
GMP | South Burlington | Solar | Net-Metering | 8.26 | Active | 4427800% |  | 2021
GMP | Cornwall | Solar | Net-Metering | 7.97 | Active | 4446800% |  | 2021
GMP | New Haven | Solar | Net-Metering | 60 | Active | 4465500% |  | 2022
GMP | Killington | Solar | Net-Metering | 15 | Active | 4458900% |  | 2022
GMP | Killington | Solar | Net-Metering | 15 | Active | 4458900% |  | 2022
GMP | Landgrove | Solar | Net-Metering | 2.32 | Active | 4435000% |  | 2021
GMP | Middletown Springs | Solar | Net-Metering | 9.7 | Active | 4422500% |  | 2021
GMP | South Burlington | Solar | Net-Metering | 23.4 | Active | 4451700% |  | 2021
GMP | Worcester | Solar | Net-Metering | 6.49 | Active | 4429300% |  | 2021
GMP | Barre Town | Solar | Net-Metering | 3.84 | Active | 4425200% |  | 2021
GMP | Concord | Solar | Net-Metering | 7 | Active | 4435400% |  | 2021
GMP | Hartford | Solar | Net-Metering | 30.4 | Active | 4450200% |  | 2021
GMP | Randolph | Solar | Net-Metering | 11.4 | Active | 4428500% |  | 2021
GMP | Thetford | Solar | Net-Metering | 7.6 | Active | 4433600% |  | 2021
GMP | Hartford | Solar | Net-Metering | 8.03 | Active | 4434100% |  | 2021
GMP | Brandon | Solar | Net-Metering | 2.88 | Active | 4425900% |  | 2021
GMP | Brattleboro | Solar | Net-Metering | 11.04 | Active | 4429800% |  | 2021
GMP | Brattleboro | Solar | Net-Metering | 4.32 | Active | 4432100% |  | 2021
GMP | Clarendon | Solar | Net-Metering | 5.52 | Active | 4429900% |  | 2021
GMP | Hartland | Solar | Net-Metering | 7.68 | Active | 4428000% |  | 2021
GMP | Tunbridge | Solar | Net-Metering | 6 | Active | 4435500% |  | 2021
GMP | Dummerston | Solar | Net-Metering | 7.6 | Active | 4431500% |  | 2021
GMP | Hartland | Solar | Net-Metering | 5 | Active | 4436200% |  | 2021
GMP | Orwell | Solar | Net-Metering | 15 | Active | 4455900% |  | 2021
GMP | Shelburne | Solar | Net-Metering | 8.85 | Active | 4442500% |  | 2021
GMP | Milton | Solar | Net-Metering | 12.1 | Active | 4425200% |  | 2021
GMP | Ferrisburgh | Solar | Net-Metering | 14.78 | Active | 4436900% |  | 2021
GMP | St. Albans City | Solar | Net-Metering | 4.72 | Active | 4425300% |  | 2021
GMP | Hartford | Solar | Net-Metering | 5 | Active | 4428700% |  | 2021
GMP | Westford | Solar | Net-Metering | 7 | Active | 4434000% |  | 2021
GMP | Dummerston | Solar | Net-Metering | 6 | Active | 4431200% |  | 2021
GMP | Essex Junction | Solar | Net-Metering | 8.85 | Active | 4425200% |  | 2021
GMP | Ferrisburgh | Solar | Net-Metering | 14.7 | Active | 4437600% |  | 2021
GMP | Shaftsbury | Solar | Net-Metering | 15.2 | Active | 4427000% |  | 2021
GMP | Cornwall | Solar | Net-Metering | 8.85 | Active | 4429800% |  | 2021
GMP | Halifax | Solar | Net-Metering | 7.6 | Active | 4469200% |  | 2022
GMP | Brandon | Solar | Net-Metering | 4.08 | Active | 4424200% |  | 2021
GMP | Charlotte | Solar | Net-Metering | 14.7 | Active | 4437600% |  | 2021
GMP | Pittsfield | Solar | Net-Metering | 2.56 | Active | 4429100% |  | 2021
GMP | Shelburne | Solar | Net-Metering | 5.31 | Active | 4442500% |  | 2021
GMP | Jericho | Solar | Net-Metering | 5 | Active | 4450200% |  | 2021
GMP | Castleton | Solar | Net-Metering | 5.9 | Active | 4429200% |  | 2021
GMP | Charlotte | Solar | Net-Metering | 7.7 | Active | 4436800% |  | 2021
GMP | South Burlington | Solar | Net-Metering | 6.2 | Active | 4426400% |  | 2021
GMP | Bradford | Solar | Net-Metering | 60 | Active | 4445300% |  | 2021
GMP | Montpelier | Solar | Net-Metering | 6.49 | Active | 4425900% |  | 2021
GMP | Shelburne | Solar | Net-Metering | 6.2 | Active | 4442500% |  | 2021
GMP | Rochester | Solar | Net-Metering | 3.54 | Active | 4441900% |  | 2021
GMP | Vernon | Solar | Net-Metering | 11.4 | Active | 4440600% |  | 2021
GMP | Milton | Solar | Net-Metering | 120 | Active | 4468300% |  | 2022
GMP | Norwich | Solar | Net-Metering | 6 | Active | 4424600% |  | 2021
GMP | Pownal | Solar | Net-Metering | 7.6 | Active | 4463700% |  | 2022
GMP | Milton | Solar | Net-Metering | 5 | Active | 4441900% |  | 2021
GMP | Fayston | Solar | Net-Metering | 8.26 | Active | 4430500% |  | 2021
GMP | Newfane | Solar | Net-Metering | 1.2 | Active | 4432200% |  | 2021
GMP | Middlebury | Solar | Net-Metering | 8.26 | Active | 4430200% |  | 2021
GMP | Warren | Solar | Net-Metering | 7.7 | Active | 4451700% |  | 2021
GMP | Monkton | Solar | Net-Metering | 7.08 | Active | 4430800% |  | 2021
GMP | Brookfield | Solar | Net-Metering | 7.7 | Active | 4443100% |  | 2021
GMP | Grafton | Solar | Net-Metering | 4.06 | Active | 4449700% |  | 2021
GMP | Roxbury | Solar | Net-Metering | 6 | Active | 4434200% |  | 2021
GMP | Pittsford | Solar | Net-Metering | 7.68 | Active | 4425200% |  | 2021
GMP | Fairfax | Solar | Net-Metering | 3.6 | Active | 4430000% |  | 2021
GMP | Hartland | Solar | Net-Metering | 7.68 | Active | 4427000% |  | 2021
GMP | New Haven | Solar | Net-Metering | 7.08 | Active | 4440500% |  | 2021
GMP | Warren | Solar | Net-Metering | 14.7 | Active | 4455100% |  | 2021
GMP | Richmond | Solar | Net-Metering | 5.9 | Active | 4425300% |  | 2021
GMP | Weathersfield | Solar | Net-Metering | 12 | Active | 4434900% |  | 2021
GMP | Barre Town | Solar | Net-Metering | 9 | Active | 4442800% |  | 2021
GMP | Weathersfield | Solar | Net-Metering | 6 | Active | 4430100% |  | 2021
GMP | Milton | Solar | Net-Metering | 4.3 | Active | 4426500% |  | 2021
GMP | Cambridge | Solar | Net-Metering | 7.97 | Active | 4431400% |  | 2021
GMP | Colchester | Solar | Net-Metering | 8.85 | Active | 4434100% |  | 2021
GMP | Hartford | Solar | Net-Metering | 5.9 | Active | 4433300% |  | 2021
GMP | Barnet | Solar | Net-Metering | 6 | Active | 4457400% |  | 2022
GMP | Cornwall | Solar | Net-Metering | 13 | Active | 4448400% |  | 2021
GMP | Randolph | Solar | Net-Metering | 7.7 | Active | 4431500% |  | 2021
GMP | Manchester | Solar | Net-Metering | 10.56 | Active | 4432200% |  | 2021
GMP | Rockingham | Solar | Net-Metering | 8.7 | Active | 4453800% |  | 2021
GMP | Norwich | Solar | Net-Metering | 15 | Active | 4434400% |  | 2021
GMP | Middlebury | Solar | Net-Metering | 5.31 | Active | 4431200% |  | 2021
GMP | Ferrisburgh | Solar | Net-Metering | 11.5 | Active | 4455000% |  | 2021
GMP | Sharon | Solar | Net-Metering | 7.7 | Active | 4445900% |  | 2021
GMP | Dover | Solar | Net-Metering | 3.8 | Active | 4434400% |  | 2021
GMP | Charlotte | Solar | Net-Metering | 7.69 | Active | 4459500% |  | 2022
GMP | Shelburne | Solar | Net-Metering | 144 | Active | 4455900% |  | 2021
GMP | Waterbury | Solar | Net-Metering | 7.6 | Active | 4444800% |  | 2021
GMP | Brookfield | Solar | Net-Metering | 3.8 | Active | 4440000% |  | 2021
GMP | Panton | Solar | Net-Metering | 7.96 | Active | 4433300% |  | 2021
GMP | Warren | Solar | Net-Metering | 8.85 | Active | 4439000% |  | 2021
GMP | Calais | Solar | Net-Metering | 4.72 | Active | 4435600% |  | 2021
GMP | Plymouth | Solar | Net-Metering | 8.26 | Active | 4449000% |  | 2021
GMP | Guilford | Solar | Net-Metering | 8.7 | Active | 4446300% |  | 2021
GMP | Woodstock | Solar | Net-Metering | 7.96 | Active | 4425200% |  | 2021
GMP | Williston | Solar | Net-Metering | 5.01 | Active | 4430700% |  | 2021
GMP | Hartford | Solar | Net-Metering | 6 | Active | 4436100% |  | 2021
GMP | Waterbury | Solar | Net-Metering | 5.31 | Active | 4427100% |  | 2021
GMP | Essex Junction | Solar | Net-Metering | 10 | Active | 4432300% |  | 2021
GMP | Poultney | Solar | Net-Metering | 5.9 | Active | 4432800% |  | 2021
GMP | Strafford | Solar | Net-Metering | 6 | Active | 4435400% |  | 2021
GMP | Danby | Solar | Net-Metering | 15 | Active | 4440000% |  | 2021
GMP | Sudbury | Solar | Net-Metering | 5.31 | Active | 4438300% |  | 2021
GMP | Sharon | Solar | Net-Metering | 5 | Active | 4461400% |  | 2022
GMP | Richmond | Solar | Net-Metering | 10.62 | Active | 4429900% |  | 2021
GMP | Williston | Solar | Net-Metering | 10 | Active | 4443100% |  | 2021
GMP | Middlebury | Solar | Net-Metering | 7.08 | Active | 4431300% |  | 2021
GMP | Waterbury | Solar | Net-Metering | 7.08 | Active | 4442700% |  | 2021
GMP | Cavendish | Solar | Net-Metering | 5 | Active | 4457400% |  | 2022
GMP | Newbury | Solar | Net-Metering | 6 | Active | 4426300% |  | 2021
GMP | Montpelier | Solar | Net-Metering | 7.6 | Active | 4441700% |  | 2021
GMP | Westford | Solar | Net-Metering | 4.13 | Active | 4429300% |  | 2021
GMP | Wardsboro | Solar | Net-Metering | 15.2 | Active | 4460200% |  | 2022
GMP | Essex | Solar | Net-Metering | 11.76 | Active | 4431200% |  | 2021
GMP | Wallingford | Solar | Net-Metering | 2.64 | Active | 4432000% |  | 2021
GMP | Essex Junction | Solar | Net-Metering | 10.62 | Active | 4432100% |  | 2021
GMP | Thetford | Solar | Net-Metering | 7.6 | Active | 4453900% |  | 2021
GMP | Montpelier | Solar | Net-Metering | 9.15 | Active | 4432200% |  | 2021
GMP | Waitsfield | Solar | Net-Metering | 14.7 | Active | 4453800% |  | 2021
GMP | Williston | Solar | Net-Metering | 3.54 | Active | 4444700% |  | 2021
GMP | Shelburne | Solar | Net-Metering | 5.9 | Active | 4442500% |  | 2021
GMP | Moretown | Solar | Net-Metering | 24.48 | Active | 4492500% |  | 2022
GMP | Williston | Solar | Net-Metering | 16.52 | Active | 4434800% |  | 2021
GMP | Bradford | Solar | Net-Metering | 7.32 | Active | 4437900% |  | 2021
GMP | St. Johnsbury | Solar | Net-Metering | 4.43 | Active | 4430900% |  | 2021
GMP | Bradford | Solar | Net-Metering | 7.14 | Active | 4437900% |  | 2021
GMP | Bradford | Solar | Net-Metering | 6.22 | Active | 4437900% |  | 2021
GMP | Ripton | Solar | Net-Metering | 4.72 | Active | 4432200% |  | 2021
GMP | Shelburne | Solar | Net-Metering | 11.8 | Active | 4435500% |  | 2021
GMP | Lincoln | Solar | Net-Metering | 5.31 | Active | 4443100% |  | 2021
GMP | Randolph | Solar | Net-Metering | 7.6 | Active | 4428500% |  | 2021
GMP | Brookfield | Solar | Net-Metering | 15 | Active | 4435500% |  | 2021
GMP | Williston | Solar | Net-Metering | 7.08 | Active | 4426000% |  | 2021
GMP | Thetford | Solar | Net-Metering | 11.5 | Active | 4453000% |  | 2021
GMP | Fairlee | Solar | Net-Metering | 7.6 | Active | 4441100% |  | 2021
GMP | Underhill | Solar | Net-Metering | 7.7 | Active | 4452900% |  | 2021
GMP | Jamaica | Solar | Net-Metering | 2.79 | Active | 4434800% |  | 2021
GMP | Fairfax | Solar | Net-Metering | 5.9 | Active | 4444100% |  | 2021
GMP | Underhill | Solar | Net-Metering | 7.7 | Active | 4442500% |  | 2021
GMP | Norwich | Solar | Net-Metering | 9.73 | Active | 4438600% |  | 2021
GMP | Thetford | Solar | Net-Metering | 5.02 | Active | 4431300% |  | 2021
GMP | Sharon | Solar | Net-Metering | 8.85 | Active | 4429400% |  | 2021
GMP | Barre Town | Solar | Net-Metering | 7.7 | Active | 4442000% |  | 2021
GMP | Williston | Solar | Net-Metering | 7.08 | Active | 4425800% |  | 2021
GMP | Waterford | Solar | Net-Metering | 5 | Active | 4427900% |  | 2021
GMP | Stockbridge | Solar | Net-Metering | 6.2 | Active | 4446000% |  | 2021
GMP | Ripton | Solar | Net-Metering | 5 | Active | 4439100% |  | 2021
GMP | Ludlow | Solar | Net-Metering | 11.21 | Active | 4429400% |  | 2021
GMP | Castleton | Solar | Net-Metering | 9.44 | Active | 4432600% |  | 2021
GMP | Rutland City | Solar | Net-Metering | 14.7 | Active | 4458900% |  | 2022
GMP | Bridgewater | Solar | Net-Metering | 43.2 | Active | 4487300% |  | 2022
GMP | Warren | Solar | Net-Metering | 5 | Active | 4472500% |  | 2022
GMP | Wheelock | Solar | Net-Metering | 2.95 | Active | 4429300% |  | 2021
GMP | Waterbury | Solar | Net-Metering | 6.2 | Active | 4429200% |  | 2021
GMP | Hartford | Solar | Net-Metering | 10.62 | Active | 4441400% |  | 2021
GMP | Norwich | Solar | Net-Metering | 7.6 | Active | 4430500% |  | 2021
GMP | Waterbury | Solar | Net-Metering | 5.9 | Active | 4445400% |  | 2021
GMP | Chester | Solar | Net-Metering | 19.47 | Active | 4437000% |  | 2021
GMP | Bethel | Solar | Net-Metering | 7.6 | Active | 4438300% |  | 2021
GMP | Colchester | Solar | Net-Metering | 7.08 | Active | 4456700% |  | 2022
GMP | Richmond | Solar | Net-Metering | 4 | Active | 4463700% |  | 2022
GMP | Brandon | Solar | Net-Metering | 15 | Active | 4455100% |  | 2021
GMP | Waterbury | Solar | Net-Metering | 7.6 | Active | 4428500% |  | 2021
GMP | Williston | Solar | Net-Metering | 5.31 | Active | 4440400% |  | 2021
GMP | Waterbury | Solar | Net-Metering | 6.2 | Active | 4430500% |  | 2021
GMP | Jericho | Solar | Net-Metering | 6.79 | Active | 4435500% |  | 2021
GMP | Shelburne | Solar | Net-Metering | 7.6 | Active | 4439600% |  | 2021
GMP | Fairfax | Solar | Net-Metering | 3.25 | Active | 4440500% |  | 2021
GMP | Jericho | Solar | Net-Metering | 4.13 | Active | 4451500% |  | 2021
GMP | Middlebury | Solar | Net-Metering | 6.2 | Active | 4460900% |  | 2022
GMP | Pittsford | Solar | Net-Metering | 11.5 | Active | 4450300% |  | 2021
GMP | South Burlington | Solar | Net-Metering | 2.4 | Active | 4436500% |  | 2021
GMP | Poultney | Solar | Net-Metering | 5.31 | Active | 4432600% |  | 2021
GMP | Middlebury | Solar | Net-Metering | 7.08 | Active | 4434900% |  | 2021
GMP | Peru | Solar | Net-Metering | 4.13 | Active | 4432600% |  | 2021
GMP | MIddlebury | Solar | Net-Metering | 5.9 | Active | 4454500% |  | 2021
GMP | Brandon | Solar | Net-Metering | 15 | Active | 4455200% |  | 2021
GMP | Ferrisburgh | Solar | Net-Metering | 13 | Active | 4442100% |  | 2021
GMP | Waterbury | Solar | Net-Metering | 11.21 | Active | 4426500% |  | 2021
GMP | Hartford | Solar | Net-Metering | 10 | Active | 4481200% |  | 2022
GMP | Middlesex | Solar | Net-Metering | 6 | Active | 4436100% |  | 2021
GMP | Pittsford | Solar | Net-Metering | 7 | Active | 4446000% |  | 2021
GMP | Brookfield | Solar | Net-Metering | 6 | Active | 4461500% |  | 2022
GMP | Waterbury | Solar | Net-Metering | 10 | Active | 4436300% |  | 2021
GMP | SHaftsbury | Solar | Net-Metering | 10 | Active | 4446200% |  | 2021
GMP | Williston | Solar | Net-Metering | 8.8 | Active | 4425600% |  | 2021
GMP | Clarendon | Solar | Net-Metering | 10.03 | Active | 4429800% |  | 2021
GMP | Monkton | Solar | Net-Metering | 11.4 | Active | 4431200% |  | 2021
GMP | Putney | Solar | Net-Metering | 7.6 | Active | 4433300% |  | 2021
GMP | Royalton | Solar | Net-Metering | 10 | Active | 4457500% |  | 2022
GMP | Williston | Solar | Net-Metering | 37.17 | Active | 4453100% |  | 2021
GMP | Richmond | Solar | Net-Metering | 15 | Active | 4459400% |  | 2022
GMP | St. Johnsbury | Solar | Net-Metering | 34.2 | Active | 4446000% |  | 2021
GMP | Thetford | Solar | Net-Metering | 7.32 | Active | 4441200% |  | 2021
GMP | Brandon | Solar | Net-Metering | 15 | Active | 4449800% |  | 2021
GMP | Barre City | Solar | Net-Metering | 5 | Active | 4439900% |  | 2021
GMP | Concord | Solar | Net-Metering | 15 | Active | 4459200% |  | 2022
GMP | South Burlington | Solar | Net-Metering | 11.4 | Active | 4481700% |  | 2022
GMP | Warren | Solar | Net-Metering | 5.9 | Active | 4432100% |  | 2021
GMP | Hartford | Solar | Net-Metering | 7.7 | Active | 4431300% |  | 2021
GMP | Milton | Solar | Net-Metering | 16.83 | Active | 4215200% |  | 2015
GMP | Dummerston | Solar | Net-Metering | 17.4 | Active | 4459200% |  | 2022
GMP | Brattleboro | Solar | Net-Metering | 3 | Active | 4443300% |  | 2021
GMP | Hartland | Solar | Net-Metering | 10 | Active | 4445500% |  | 2021
GMP | South Burlington | Solar | Net-Metering | 5.04 | Active | 4426300% |  | 2021
GMP | Winooski | Solar | Net-Metering | 2.88 | Active | 4428600% |  | 2021
GMP | West Rutland | Solar | Net-Metering | 5.76 | Active | 4426600% |  | 2021
GMP | Chester | Solar | Net-Metering | 4.56 | Active | 4442400% |  | 2021
GMP | Brookfield | Solar | Net-Metering | 7.7 | Active | 4433400% |  | 2021
GMP | Castleton | Solar | Net-Metering | 6.24 | Active | 4428000% |  | 2021
GMP | Williston | Solar | Net-Metering | 8.64 | Active | 4426400% |  | 2021
GMP | Norwich | Solar | Net-Metering | 15.2 | Active | 4442800% |  | 2021
GMP | Williston | Solar | Net-Metering | 3.8 | Active | 4439700% |  | 2021
GMP | Rockingham | Solar | Net-Metering | 4.32 | Active | 4432100% |  | 2021
GMP | Waltham | Solar | Net-Metering | 9.6 | Active | 4430500% |  | 2021
GMP | Rutland Town | Solar | Net-Metering | 5.28 | Active | 4427900% |  | 2021
GMP | Jericho | Solar | Net-Metering | 4.08 | Active | 4427000% |  | 2021
GMP | Bradford | Solar | Net-Metering | 12 | Active | 4483700% |  | 2022
GMP | Essex Junction | Solar | Net-Metering | 6.72 | Active | 4427900% |  | 2021
GMP | Pittsford | Solar | Net-Metering | 4.8 | Active | 4431900% |  | 2021
GMP | Norwich | Solar | Net-Metering | 6 | Active | 4427300% |  | 2021
GMP | Hubbardton | Solar | Net-Metering | 9.6 | Active | 4427000% |  | 2021
GMP | Waterbury | Solar | Net-Metering | 6.24 | Active | 4440300% |  | 2021
GMP | Hubbardton | Solar | Net-Metering | 5.76 | Active | 4433700% |  | 2021
GMP | Bradford | Solar | Net-Metering | 5.76 | Active | 4429800% |  | 2021
GMP | Windsor | Solar | Net-Metering | 6.85 | Active | 4432200% |  | 2021
GMP | Poultney | Solar | Net-Metering | 3.54 | Active | 4427000% |  | 2021
GMP | Rutland City | Solar | Net-Metering | 12.39 | Active | 4426400% |  | 2021
GMP | Chester | Solar | Net-Metering | 5.04 | Active | 4438300% |  | 2021
GMP | Shelburne | Solar | Net-Metering | 5.28 | Active | 4428000% |  | 2021
GMP | Townshend | Solar | Net-Metering | 10 | Active | 4440400% |  | 2021
GMP | Chester | Solar | Net-Metering | 14.1 | Active | 4428500% |  | 2021
GMP | Milton | Solar | Net-Metering | 8.64 | Active | 4429400% |  | 2021
GMP | Newfane | Solar | Net-Metering | 7.6 | Active | 4432800% |  | 2021
GMP | Pittsford | Solar | Net-Metering | 4.8 | Active | 4428600% |  | 2021
GMP | Barnet | Solar | Net-Metering | 5 | Active | 4429500% |  | 2021
GMP | Rutland City | Solar | Net-Metering | 3.84 | Active | 4428000% |  | 2021
GMP | St. Albans Town | Solar | Net-Metering | 12.96 | Active | 4429100% |  | 2021
GMP | Leicester | Solar | Net-Metering | 3.84 | Active | 4428600% |  | 2021
GMP | Woodstock | Solar | Net-Metering | 10 | Active | 4436900% |  | 2021
GMP | Leicester | Solar | Net-Metering | 8.64 | Active | 4437100% |  | 2021
GMP | South Burlington | Solar | Net-Metering | 10.08 | Active | 4428000% |  | 2021
GMP | Barre City | Solar | Net-Metering | 3.84 | Active | 4430500% |  | 2021
GMP | Randolph | Solar | Net-Metering | 7.08 | Active | 4428400% |  | 2021
GMP | Woodstock | Solar | Net-Metering | 14.16 | Active | 4439100% |  | 2021
GMP | Stamford | Solar | Net-Metering | 4.56 | Active | 4438300% |  | 2021
GMP | Hartland | Solar | Net-Metering | 13 | Active | 4453300% |  | 2021
GMP | Woodstock | Solar | Net-Metering | 7.7 | Active | 4444700% |  | 2021
GMP | Ferrisburgh | Solar | Net-Metering | 7.08 | Active | 4440500% |  | 2021
GMP | Colchester | Solar | Net-Metering | 10.03 | Active | 4429400% |  | 2021
GMP | Manchester | Solar | Net-Metering | 4.08 | Active | 4432700% |  | 2021
GMP | Worcester | Solar | Net-Metering | 5.76 | Active | 4432900% |  | 2021
GMP | Waterbury | Solar | Net-Metering | 12.24 | Active | 4434800% |  | 2021
GMP | Rutland City | Solar | Net-Metering | 9.12 | Active | 4446200% |  | 2021
GMP | Hartland | Solar | Net-Metering | 5.04 | Active | 4429900% |  | 2021
GMP | Thetford | Solar | Net-Metering | 10 | Active | 4433300% |  | 2021
GMP | Salisbury | Solar | Net-Metering | 15 | Active | 4442800% |  | 2021
GMP | Fair Haven | Solar | Net-Metering | 6 | Active | 4429100% |  | 2021
GMP | Halifax | Solar | Net-Metering | 5 | Active | 4430500% |  | 2021
GMP | West Rutland | Solar | Net-Metering | 11 | Active | 4444200% |  | 2021
GMP | Dorset | Solar | Net-Metering | 15.36 | Active | 4441000% |  | 2021
GMP | Grafton | Solar | Net-Metering | 7.83 | Active | 4434800% |  | 2021
GMP | Shaftsbury | Solar | Net-Metering | 15.2 | Active | 4436800% |  | 2021
GMP | Westford | Solar | Net-Metering | 3.84 | Active | 4429800% |  | 2021
GMP | Colchester | Solar | Net-Metering | 8.26 | Active | 4429300% |  | 2021
GMP | Jericho | Solar | Net-Metering | 12.7 | Active | 4443200% |  | 2021
GMP | Bristol | Solar | Net-Metering | 7.2 | Active | 4429400% |  | 2021
GMP | Rutland Town | Solar | Net-Metering | 5.76 | Active | 4432600% |  | 2021
GMP | Brattleboro | Solar | Net-Metering | 5.76 | Active | 4436300% |  | 2021
GMP | New Haven | Solar | Net-Metering | 4.72 | Active | 4432800% |  | 2021
GMP | South Burlington | Solar | Net-Metering | 3.25 | Active | 4431400% |  | 2021
GMP | Bridport | Solar | Net-Metering | 7.08 | Active | 4432900% |  | 2021
GMP | Springfield | Solar | Net-Metering | 6 | Active | 4434000% |  | 2021
GMP | Danby | Solar | Net-Metering | 5 | Active | 4436500% |  | 2021
GMP | Brandon | Solar | Net-Metering | 10 | Active | 4429800% |  | 2021
GMP | St. Johnsbury | Solar | Net-Metering | 6.5 | Active | 4443800% |  | 2021
GMP | East Montpelier | Solar | Net-Metering | 40 | Active | 4450300% |  | 2021
GMP | Rockingham | Solar | Net-Metering | 10 | Active | 4435100% |  | 2021
GMP | South Burlington | Solar | Net-Metering | 6 | Active | 4430900% |  | 2021
GMP | Charlotte | Solar | Net-Metering | 7.83 | Active | 4432000% |  | 2021
GMP | Brookline | Solar | Net-Metering | 7.6 | Active | 4434900% |  | 2021
GMP | South Burlington | Solar | Net-Metering | 3.8 | Active | 4430600% |  | 2021
GMP | Waltham | Solar | Net-Metering | 7.68 | Active | 4436800% |  | 2021
GMP | Essex Junction | Solar | Net-Metering | 8.64 | Active | 4430600% |  | 2021
GMP | Winhall | Solar | Net-Metering | 22.8 | Active | 4434100% |  | 2021
GMP | Ripton | Solar | Net-Metering | 3.8 | Active | 4430500% |  | 2021
GMP | West Windsor | Solar | Net-Metering | 5.31 | Active | 4436300% |  | 2021
GMP | Hartford | Solar | Net-Metering | 7.6 | Active | 4437700% |  | 2021
GMP | Montpelier | Solar | Net-Metering | 4.43 | Active | 4433500% |  | 2021
GMP | Charlotte | Solar | Net-Metering | 3.54 | Active | 4436900% |  | 2021
GMP | Chittenden | Solar | Net-Metering | 2.95 | Active | 4462000% |  | 2022
GMP | St. Johnsbury | Solar | Net-Metering | 6 | Active | 4435000% |  | 2021
GMP | Bristol | Solar | Net-Metering | 5.9 | Active | 4455800% |  | 2021
GMP | Milton | Solar | Net-Metering | 13.68 | Active | 4439900% |  | 2021
GMP | Hartford | Solar | Net-Metering | 13.6 | Active | 4439600% |  | 2021
GMP | Brattleboro | Solar | Net-Metering | 6 | Active | 4434900% |  | 2021
GMP | Cambridge | Solar | Net-Metering | 11.4 | Active | 4435600% |  | 2021
GMP | Shelburne | Solar | Net-Metering | 15 | Active | 4436500% |  | 2021
GMP | Cornwall | Solar | Net-Metering | 2.95 | Active | 4436900% |  | 2021
GMP | Essex Junction | Solar | Net-Metering | 7.67 | Active | 4431400% |  | 2021
GMP | Waterbury | Solar | Net-Metering | 5.31 | Active | 4432900% |  | 2021
GMP | Colchester | Solar | Net-Metering | 8.85 | Active | 4430200% |  | 2021
GMP | West Windsor | Solar | Net-Metering | 7 | Active | 4442000% |  | 2021
GMP | Stockbridge | Solar | Net-Metering | 12 | Active | 4443500% |  | 2021
GMP | Georgia | Solar | Net-Metering | 7 | Active | 4440700% |  | 2021
GMP | West Windsor | Solar | Net-Metering | 7 | Active | 4441700% |  | 2021
GMP | Bristol | Solar | Net-Metering | 13.6 | Active | 4438500% |  | 2021
GMP | Plymouth | Solar | Net-Metering | 5.76 | Active | 4441800% |  | 2021
GMP | West Rutland | Solar | Net-Metering | 5.76 | Active | 4431900% |  | 2021
GMP | Bennington | Solar | Net-Metering | 7.32 | Active | 4432600% |  | 2021
GMP | Pittsford | Solar | Net-Metering | 3.54 | Active | 4430500% |  | 2021
GMP | Rochester | Solar | Net-Metering | 3.25 | Active | 4435100% |  | 2021
GMP | Essex Junction | Solar | Net-Metering | 4.13 | Active | 4442400% |  | 2021
GMP | Guilford | Solar | Net-Metering | 7.6 | Active | 4439300% |  | 2021
GMP | Hartford | Solar | Net-Metering | 11 | Active | 4443800% |  | 2021
GMP | Barnet | Solar | Net-Metering | 14.7 | Active | 4436300% |  | 2021
GMP | Waterbury | Solar | Net-Metering | 4.43 | Active | 4431900% |  | 2021
GMP | Hartford | Solar | Net-Metering | 9.6 | Active | 4431900% |  | 2021
GMP | Milton | Solar | Net-Metering | 7.6 | Active | 4432900% |  | 2021
GMP | Milton | Solar | Net-Metering | 9.74 | Active | 4431300% |  | 2021
GMP | Bristol | Solar | Net-Metering | 15.2 | Active | 4367200% |  | 2019
GMP | St. Johnsbury | Solar | Net-Metering | 7.97 | Active | 4432100% |  | 2021
GMP | Weathersfield | Solar | Net-Metering | 7.08 | Active | 4431900% |  | 2021
GMP | Ferrisburgh | Solar | Net-Metering | 4.42 | Active | 4445600% |  | 2021
GMP | Ripton | Solar | Net-Metering | 10.62 | Active | 4434000% |  | 2021
GMP | Hartford | Solar | Net-Metering | 12.39 | Active | 4433500% |  | 2021
GMP | Ferrisburgh | Solar | Net-Metering | 18.27 | Active | 4440700% |  | 2021
GMP | Shelburne | Solar | Net-Metering | 11.24 | Active | 4456000% |  | 2021
GMP | Norwich | Solar | Net-Metering | 11.4 | Active | 4439300% |  | 2021
GMP | Wallingford | Solar | Net-Metering | 12.5 | Active | 4443900% |  | 2021
GMP | Hartland | Solar | Net-Metering | 6.79 | Active | 4440500% |  | 2021
GMP | St. Albans Town | Solar | Net-Metering | 3.54 | Active | 4434100% |  | 2021
GMP | Royalton | Solar | Net-Metering | 13.7 | Active | 4441900% |  | 2021
GMP | Westminster | Solar | Net-Metering | 17.11 | Active | 4438600% |  | 2021
GMP | Barre City | Solar | Net-Metering | 5.9 | Active | 4432200% |  | 2021
GMP | Underhill | Solar | Net-Metering | 5 | Active | 4444000% |  | 2021
GMP | Hinesburg | Solar | Net-Metering | 7.6 | Active | 4434000% |  | 2021
GMP | Rutland City | Solar | Net-Metering | 6.2 | Active | 4433400% |  | 2021
GMP | Sharon | Solar | Net-Metering | 11.8 | Active | 4439600% |  | 2021
GMP | Hartland | Solar | Net-Metering | 7.38 | Active | 4435500% |  | 2021
GMP | Chester | Solar | Net-Metering | 5.76 | Active | 4434800% |  | 2021
GMP | Barnet | Solar | Net-Metering | 6 | Active | 4433500% |  | 2021
GMP | Jericho | Solar | Net-Metering | 7.6 | Active | 4455000% |  | 2021
GMP | Rutland City | Solar | Net-Metering | 3.8 | Active | 4432600% |  | 2021
GMP | Essex Junction | Solar | Net-Metering | 5.61 | Active | 4431500% |  | 2021
GMP | Addison | Solar | Net-Metering | 8.26 | Active | 4437500% |  | 2021
GMP | Chester | Solar | Net-Metering | 6 | Active | 4437200% |  | 2021
GMP | Stowe | Solar | Net-Metering | 7.08 | Active | 4433600% |  | 2021
GMP | Rupert | Solar | Net-Metering | 4.48 | Active | 4436500% |  | 2021
GMP | Chester | Solar | Net-Metering | 7.7 | Active | 4444200% |  | 2021
GMP | Newbury | Solar | Net-Metering | 11.8 | Active | 4487500% |  | 2022
GMP | Colchester | Solar | Net-Metering | 4.13 | Active | 4439200% |  | 2021
GMP | Northfield | Solar | Net-Metering | 7.7 | Active | 4441900% |  | 2021
GMP | Colchester | Solar | Net-Metering | 14 | Active | 4442400% |  | 2021
GMP | Pomfret | Solar | Net-Metering | 3.84 | Active | 4442000% |  | 2021
GMP | Winhall | Solar | Net-Metering | 10 | Active | 4449000% |  | 2021
GMP | Thetford | Solar | Net-Metering | 3 | Active | 4438400% |  | 2021
GMP | Dover | Solar | Net-Metering | 10.62 | Active | 4436200% |  | 2021
GMP | Wilmington | Solar | Net-Metering | 7.6 | Active | 4437900% |  | 2021
GMP | Westminster | Solar | Net-Metering | 11.4 | Active | 4434200% |  | 2021
GMP | Rockingham | Solar | Net-Metering | 3.8 | Active | 4433600% |  | 2021
GMP | St. Albans Town | Solar | Net-Metering | 7.68 | Active | 4432700% |  | 2021
GMP | Vergennes | Solar | Net-Metering | 7.6 | Active | 4436800% |  | 2021
GMP | Northfield | Solar | Net-Metering | 3.8 | Active | 4432600% |  | 2021
GMP | Underhill | Solar | Net-Metering | 14.16 | Active | 4434300% |  | 2021
GMP | Randolph | Solar | Net-Metering | 4.13 | Active | 4439200% |  | 2021
GMP | Shelburne | Solar | Net-Metering | 4.13 | Active | 4437900% |  | 2021
GMP | Warren | Solar | Net-Metering | 9 | Active | 4446800% |  | 2021
GMP | Guilford | Solar | Net-Metering | 7.6 | Active | 4438400% |  | 2021
GMP | Chester | Solar | Net-Metering | 7.7 | Active | 4433700% |  | 2021
GMP | Georgia | Solar | Net-Metering | 12.69 | Active | 4437700% |  | 2021
GMP | Manchester | Solar | Net-Metering | 7.04 | Active | 4433700% |  | 2021
GMP | Jericho | Solar | Net-Metering | 4.9 | Active | 4438300% |  | 2021
GMP | Mount Holly | Solar | Net-Metering | 12.5 | Active | 4445200% |  | 2021
GMP | Ira | Solar | Net-Metering | 5.12 | Active | 4440600% |  | 2021
GMP | Brattleboro | Solar | Net-Metering | 43.2 | Active | 4444100% |  | 2021
GMP | Milton | Solar | Net-Metering | 18.26 | Active | 4440000% |  | 2021
GMP | Weathersfield | Solar | Net-Metering | 6 | Active | 4433600% |  | 2021
GMP | Waterbury | Solar | Net-Metering | 6 | Active | 4436400% |  | 2021
GMP | Winhall | Solar | Net-Metering | 7.54 | Active | 4436200% |  | 2021
GMP | Pomfret | Solar | Net-Metering | 11.4 | Active | 4438400% |  | 2021
GMP | St. Albans City | Solar | Net-Metering | 7.6 | Active | 4442700% |  | 2021
GMP | Athens | Solar | Net-Metering | 4.06 | Active | 4432000% |  | 2021
GMP | Clarendon | Solar | Net-Metering | 9.6 | Active | 4440300% |  | 2021
GMP | Chittenden | Solar | Net-Metering | 3.84 | Active | 4436400% |  | 2021
GMP | Concord | Solar | Net-Metering | 9.6 | Active | 4434400% |  | 2021
GMP | Dover | Solar | Net-Metering | 10.56 | Active | 4435400% |  | 2021
GMP | Fairfax | Solar | Net-Metering | 6.24 | Active | 4447500% |  | 2021
GMP | Wallingford | Solar | Net-Metering | 8.2 | Active | 4443800% |  | 2021
GMP | Barre Town | Solar | Net-Metering | 9.8 | Active | 4435400% |  | 2021
GMP | Danville | Solar | Net-Metering | 4.8 | Active | 4436300% |  | 2021
GMP | Middlebury | Solar | Net-Metering | 9.8 | Active | 4436800% |  | 2021
GMP | Northfield | Solar | Net-Metering | 7.08 | Active | 4437100% |  | 2021
GMP | Essex | Solar | Net-Metering | 15 | Active | 4444700% |  | 2021
GMP | Readsboro | Solar | Net-Metering | 7.7 | Active | 4447400% |  | 2021
GMP | Strafford | Solar | Net-Metering | 10 | Active | 4434900% |  | 2021
GMP | South Burlington | Solar | Net-Metering | 7.6 | Active | 4441100% |  | 2021
GMP | Springfield | Solar | Net-Metering | 500 | Active | 4491600% |  | 2022
GMP | Vernon | Solar | Net-Metering | 4.8 | Active | 4439800% |  | 2021
GMP | Milton | Solar | Net-Metering | 9.8 | Active | 4433700% |  | 2021
GMP | Chester | Solar | Net-Metering | 9.8 | Active | 4448300% |  | 2021
GMP | Hartford | Solar | Net-Metering | 6 | Active | 4435600% |  | 2021
GMP | Strafford | Solar | Net-Metering | 7.6 | Active | 4449500% |  | 2021
GMP | Tunbridge | Solar | Net-Metering | 14 | Active | 4444000% |  | 2021
GMP | Guilford | Solar | Net-Metering | 7.6 | Active | 4443100% |  | 2021
GMP | Townshend | Solar | Net-Metering | 3.8 | Active | 4442100% |  | 2021
GMP | Ludlow | Solar | Net-Metering | 6 | Active | 4435400% |  | 2021
GMP | Colchester | Solar | Net-Metering | 6 | Active | 4434400% |  | 2021
GMP | Guildhall | Solar | Net-Metering | 15.36 | Active | 4439100% |  | 2021
GMP | Hartland | Solar | Net-Metering | 4.8 | Active | 4433700% |  | 2021
GMP | Royalton | Solar | Net-Metering | 500 | Active | 4489600% |  | 2022
GMP | Bennington | Solar | Net-Metering | 13.44 | Active | 4437900% |  | 2021
GMP | Milton | Solar | Net-Metering | 6 | Active | 4434000% |  | 2021
GMP | Brandon | Solar | Net-Metering | 8.58 | Active | 4436200% |  | 2021
GMP | Wilmington | Solar | Net-Metering | 10 | Active | 4436800% |  | 2021
GMP | Underhill | Solar | Net-Metering | 8.26 | Active | 4439600% |  | 2021
GMP | Shelburne | Solar | Net-Metering | 14.7 | Active | 4449500% |  | 2021
GMP | Charlotte | Solar | Net-Metering | 15.2 | Active | 4447600% |  | 2021
GMP | Rochester | Solar | Net-Metering | 7.67 | Active | 4433500% |  | 2021
GMP | Hartford | Solar | Net-Metering | 7.38 | Active | 4436400% |  | 2021
GMP | Shelburne | Solar | Net-Metering | 11.21 | Active | 4436400% |  | 2021
GMP | West Rutland | Solar | Net-Metering | 6.2 | Active | 4434800% |  | 2021
GMP | Waitsfield | Solar | Net-Metering | 7.38 | Active | 4448400% |  | 2021
GMP | Bristol | Solar | Net-Metering | 10 | Active | 4444700% |  | 2021
GMP | Fairfax | Solar | Net-Metering | 11.21 | Active | 4433600% |  | 2021
GMP | Pomfret | Solar | Net-Metering | 10 | Active | 4439300% |  | 2021
GMP | Colchester | Solar | Net-Metering | 5.9 | Active | 4433600% |  | 2021
GMP | Reading | Solar | Net-Metering | 6 | Active | 4440400% |  | 2021
GMP | Chester | Solar | Net-Metering | 8.78 | Active | 4443900% |  | 2021
GMP | Waterbury | Solar | Net-Metering | 7.7 | Active | 4467300% |  | 2022
GMP | Hinesburg | Solar | Net-Metering | 10.62 | Active | 4437500% |  | 2021
GMP | Weathersfield | Solar | Net-Metering | 6 | Active | 4435800% |  | 2021
GMP | Rutland City | Solar | Net-Metering | 6 | Active | 4437800% |  | 2021
GMP | Shaftsbury | Solar | Net-Metering | 7.6 | Active | 4436500% |  | 2021
GMP | Shaftsbury | Solar | Net-Metering | 18.5 | Active | 4446900% |  | 2021
GMP | Proctor | Solar | Net-Metering | 10.25 | Active | 4444100% |  | 2021
GMP | Middletown Springs | Solar | Net-Metering | 5.9 | Active | 4437500% |  | 2021
GMP | Hartland | Solar | Net-Metering | 3.66 | Active | 4440700% |  | 2021
GMP | Pittsfield | Solar | Net-Metering | 3.54 | Active | 4434400% |  | 2021
GMP | Bridgewater | Solar | Net-Metering | 9.6 | Active | 4440400% |  | 2021
GMP | Castleton | Solar | Net-Metering | 11.52 | Active | 4442600% |  | 2021
GMP | Williston | Solar | Net-Metering | 3.8 | Active | 4436300% |  | 2021
GMP | Brattleboro | Solar | Net-Metering | 500 | Active | 4492900% |  | 2023
GMP | West Windsor | Solar | Net-Metering | 5.76 | Active | 4458200% |  | 2022
GMP | Braintree | Solar | Net-Metering | 4.72 | Active | 4444200% |  | 2021
GMP | Essex | Solar | Net-Metering | 6.49 | Active | 4435800% |  | 2021
GMP | Rutland City | Solar | Net-Metering | 6.79 | Active | 4436500% |  | 2021
GMP | Mendon | Solar | Net-Metering | 6.49 | Active | 4437700% |  | 2021
GMP | Woodstock | Solar | Net-Metering | 5.31 | Active | 4448400% |  | 2021
GMP | Shaftsbury | Solar | Net-Metering | 8 | Active | 4442100% |  | 2021
GMP | Rupert | Solar | Net-Metering | 7.68 | Active | 4437500% |  | 2021
GMP | Middlebury | Solar | Net-Metering | 7.38 | Active | 4440700% |  | 2021
GMP | Fairfield | Solar | Net-Metering | 5.76 | Active | 4441300% |  | 2021
GMP | South Burlington | Solar | Net-Metering | 6 | Active | 4435000% |  | 2021
GMP | South Burlington | Solar | Net-Metering | 3.8 | Active | 4438300% |  | 2021
GMP | Bennington | Solar | Net-Metering | 11.68 | Active | 4437500% |  | 2021
GMP | Weston | Solar | Net-Metering | 8.26 | Active | 4454300% |  | 2021
GMP | South Burlington | Solar | Net-Metering | 7.68 | Active | 4436400% |  | 2021
GMP | Rutland City | Solar | Net-Metering | 6 | Active | 4436300% |  | 2021
GMP | Hartford | Solar | Net-Metering | 10.9 | Active | 4440300% |  | 2021
GMP | Dover | Solar | Net-Metering | 13.05 | Active | 4439600% |  | 2021
GMP | Charlotte | Solar | Net-Metering | 7.68 | Active | 4436900% |  | 2021
GMP | Colchester | Solar | Net-Metering | 9.6 | Active | 4437800% |  | 2021
GMP | Hartland | Solar | Net-Metering | 12 | Active | 4442600% |  | 2021
GMP | Barre town | Solar | Net-Metering | 10 | Active | 4445500% |  | 2021
GMP | Fayston | Solar | Net-Metering | 4.13 | Active | 4437600% |  | 2021
GMP | Pownal | Solar | Net-Metering | 12.48 | Active | 4436400% |  | 2021
GMP | Milton | Solar | Net-Metering | 15.2 | Active | 4441900% |  | 2021
GMP | Swanton | Solar | Net-Metering | 13.4 | Active | 4436300% |  | 2021
GMP | Hartland | Solar | Net-Metering | 9.6 | Active | 4445400% |  | 2021
GMP | Waterford | Solar | Net-Metering | 12.55 | Active | 4436300% |  | 2021
GMP | Williston | Solar | Net-Metering | 12 | Active | 4439800% |  | 2021
GMP | Warren | Solar | Net-Metering | 4.43 | Active | 4439600% |  | 2021
GMP | Windham | Solar | Net-Metering | 3.48 | Active | 4447400% |  | 2021
GMP | Marlboro | Solar | Net-Metering | 7.72 | Active | 4437200% |  | 2021
GMP | Londonderry | Solar | Net-Metering | 8.7 | Active | 4444200% |  | 2021
GMP | Barre Town | Solar | Net-Metering | 13.6 | Active | 4446700% |  | 2021
GMP | Brattleboro | Solar | Net-Metering | 15 | Active | 4445400% |  | 2021
GMP | Fairfax | Solar | Net-Metering | 14.64 | Active | 4440000% |  | 2021
GMP | Georgia | Solar | Net-Metering | 5 | Active | 4440400% |  | 2021
GMP | Shaftsbury | Solar | Net-Metering | 9.8 | Active | 4437900% |  | 2021
GMP | Woodstock | Solar | Net-Metering | 7.97 | Active | 4439100% |  | 2021
GMP | Hancock | Solar | Net-Metering | 12.7 | Active | 4454500% |  | 2021
GMP | Williston | Solar | Net-Metering | 7.97 | Active | 4437600% |  | 2021
GMP | Hinesburg | Solar | Net-Metering | 3.84 | Active | 4438300% |  | 2021
GMP | Cabot | Solar | Net-Metering | 9.6 | Active | 4445300% |  | 2021
GMP | Brandon | Solar | Net-Metering | 7.68 | Active | 4438600% |  | 2021
GMP | Middlebury | Solar | Net-Metering | 4.72 | Active | 4447000% |  | 2021
GMP | Bristol | Solar | Net-Metering | 4.72 | Active | 4436100% |  | 2021
GMP | Danville | Solar | Net-Metering | 7.32 | Active | 4436500% |  | 2021
GMP | Westminster | Solar | Net-Metering | 6.96 | Active | 4441200% |  | 2021
GMP | Mendon | Solar | Net-Metering | 7.67 | Active | 4441300% |  | 2021
GMP | South Burlington | Solar | Net-Metering | 5.31 | Active | 4437900% |  | 2021
GMP | Waterbury | Solar | Net-Metering | 3.54 | Active | 4435400% |  | 2021
GMP | Rochester | Solar | Net-Metering | 15 | Active | 4444100% |  | 2021
GMP | Winooski | Solar | Net-Metering | 6 | Active | 4445900% |  | 2021
GMP | Essex Junction | Solar | Net-Metering | 6 | Active | 4437800% |  | 2021
GMP | Hartland | Solar | Net-Metering | 7.6 | Active | 4435100% |  | 2021
GMP | Vernon | Solar | Net-Metering | 7.6 | Active | 4441300% |  | 2021
GMP | Springfield | Solar | Net-Metering | 5.76 | Active | 4439100% |  | 2021
GMP | Moretown | Solar | Net-Metering | 7.68 | Active | 4436800% |  | 2021
GMP | Randolph | Solar | Net-Metering | 9.15 | Active | 4435600% |  | 2021
GMP | Castleton | Solar | Net-Metering | 12.39 | Active | 4437500% |  | 2021
GMP | Weston | Solar | Net-Metering | 8.26 | Active | 4438600% |  | 2021
GMP | Woodstock | Solar | Net-Metering | 50 | Active | 4474800% |  | 2022
GMP | Weybridge | Solar | Net-Metering | 10.91 | Active | 4445900% |  | 2021
GMP | Manchester | Solar | Net-Metering | 4.32 | Active | 4440600% |  | 2021
GMP | Colchester | Solar | Net-Metering | 9.6 | Active | 4447400% |  | 2021
GMP | Rutland City | Solar | Net-Metering | 3.8 | Active | 4445900% |  | 2021
GMP | Barre City | Solar | Net-Metering | 7.68 | Active | 4441000% |  | 2021
GMP | Colchester | Solar | Net-Metering | 7.6 | Active | 4439000% |  | 2021
GMP | Brookline | Solar | Net-Metering | 11.52 | Active | 4442700% |  | 2021
GMP | Georgia | Solar | Net-Metering | 5 | Active | 4435400% |  | 2021
GMP | Tunbridge | Solar | Net-Metering | 6 | Active | 4445900% |  | 2021
GMP | Salisbury | Solar | Net-Metering | 12 | Active | 4441200% |  | 2021
GMP | Sandgate | Solar | Net-Metering | 35.2 | Active | 4452900% |  | 2021
GMP | Guilford | Solar | Net-Metering | 4.54 | Active | 4436100% |  | 2021
GMP | Middlebury | Solar | Net-Metering | 4.43 | Active | 4438400% |  | 2021
GMP | Fairfield | Solar | Net-Metering | 10.91 | Active | 4439800% |  | 2021
GMP | Randolph | Solar | Net-Metering | 7.7 | Active | 4445200% |  | 2021
GMP | Rutland City | Solar | Net-Metering | 6 | Active | 4449800% |  | 2021
GMP | Hinesburg | Solar | Net-Metering | 10.03 | Active | 4436500% |  | 2021
GMP | Middlebury | Solar | Net-Metering | 7.6 | Active | 4442400% |  | 2021
GMP | Fairfax | Solar | Net-Metering | 5.9 | Active | 4438600% |  | 2021
GMP | Addison | Solar | Net-Metering | 7.08 | Active | 4448000% |  | 2021
GMP | Monkton | Solar | Net-Metering | 8.85 | Active | 4449800% |  | 2021
GMP | Norwich | Solar | Net-Metering | 10.03 | Active | 4453700% |  | 2021
GMP | Shelburne | Solar | Net-Metering | 34.2 | Active | 4455100% |  | 2021
GMP | Vershire | Solar | Net-Metering | 10 | Active | 4443200% |  | 2021
GMP | Colchester | Solar | Net-Metering | 10 | Active | 4452200% |  | 2021
GMP | Norwich | Solar | Net-Metering | 6 | Active | 4437200% |  | 2021
GMP | Richmond | Solar | Net-Metering | 17.6 | Active | 4439800% |  | 2021
GMP | Barnard | Solar | Net-Metering | 7.6 | Active | 4436400% |  | 2021
GMP | Georgia | Solar | Net-Metering | 3.8 | Active | 4439000% |  | 2021
GMP | Stratton | Solar | Net-Metering | 7.6 | Active | 4460900% |  | 2022
GMP | Norwich | Solar | Net-Metering | 4.72 | Active | 4438300% |  | 2021
GMP | South Burlington | Solar | Net-Metering | 6.49 | Active | 4437600% |  | 2021
GMP | Rochester | Solar | Net-Metering | 11.71 | Active | 4445900% |  | 2021
GMP | Sharon | Solar | Net-Metering | 6 | Active | 4439200% |  | 2021
GMP | Brookfield | Solar | Net-Metering | 14.7 | Active | 4447400% |  | 2021
GMP | South Burlington | Solar | Net-Metering | 6 | Active | 4437900% |  | 2021
GMP | Huntington | Solar | Net-Metering | 4.8 | Active | 4439700% |  | 2021
GMP | Hinesburg | Solar | Net-Metering | 6.49 | Active | 4437700% |  | 2021
GMP | Montpelier | Solar | Net-Metering | 7.6 | Active | 4442700% |  | 2021
GMP | Randolph | Solar | Net-Metering | 10 | Active | 4441700% |  | 2021
GMP | Fairlee | Solar | Net-Metering | 11.4 | Active | 4479100% |  | 2022
GMP | Montpelier | Solar | Net-Metering | 10 | Active | 4441000% |  | 2021
GMP | Colchester | Solar | Net-Metering | 6 | Active | 4446000% |  | 2021
GMP | Windsor | Solar | Net-Metering | 11.4 | Active | 4441000% |  | 2021
GMP | Essex Junction | Solar | Net-Metering | 5.9 | Active | 4442400% |  | 2021
GMP | Rutland Town | Solar | Net-Metering | 9.6 | Active | 4448300% |  | 2021
GMP | Rutland Town | Solar | Net-Metering | 12.5 | Active | 4444200% |  | 2021
GMP | Rutland City | Solar | Net-Metering | 6 | Active | 4440300% |  | 2021
GMP | Castleton | Solar | Net-Metering | 9.6 | Active | 4441100% |  | 2021
GMP | Norwich | Solar | Net-Metering | 7.6 | Active | 4444700% |  | 2021
GMP | Montpelier | Solar | Net-Metering | 6 | Active | 4442400% |  | 2021
GMP | Randolph | Solar | Net-Metering | 9.6 | Active | 4486800% |  | 2022
GMP | Fairlee | Solar | Net-Metering | 7.6 | Active | 4445600% |  | 2021
GMP | South Burlington | Solar | Net-Metering | 7.6 | Active | 4456500% |  | 2022
GMP | Essex | Solar | Net-Metering | 3.84 | Active | 4439000% |  | 2021
GMP | Brattleboro | Solar | Net-Metering | 5 | Active | 4437700% |  | 2021
GMP | New Haven | Solar | Net-Metering | 13 | Active | 4484800% |  | 2022
GMP | Rockingham | Solar | Net-Metering | 7.25 | Active | 4448800% |  | 2021
GMP | Putney | Solar | Net-Metering | 10.44 | Active | 4450800% |  | 2021
GMP | Middlebury | Solar | Net-Metering | 6 | Active | 4437800% |  | 2021
GMP | Middlebury | Solar | Net-Metering | 7.7 | Active | 4444700% |  | 2021
GMP | Milton | Solar | Net-Metering | 6 | Active | 4440400% |  | 2021
GMP | Bethel | Solar | Net-Metering | 15.36 | Active | 4449700% |  | 2021
GMP | Danville | Solar | Net-Metering | 3.8 | Active | 4464500% |  | 2022
GMP | West Fairlee | Solar | Net-Metering | 4.8 | Active | 4444800% |  | 2021
GMP | Ludlow | Solar | Net-Metering | 7.6 | Active | 4441100% |  | 2021
GMP | Cornwall | Solar | Net-Metering | 10.1 | Active | 4446800% |  | 2021
GMP | Fletcher | Solar | Net-Metering | 7.6 | Active | 4447500% |  | 2021
GMP | Bennington | Solar | Net-Metering | 11.6 | Active | 4447300% |  | 2021
GMP | Townshend | Solar | Net-Metering | 3.8 | Active | 4444800% |  | 2021
GMP | Rockingham | Solar | Net-Metering | 3.84 | Active | 4444800% |  | 2021
GMP | Winooski | Solar | Net-Metering | 400 | Active | 4451700% |  | 2021
GMP | West Rutland | Solar | Net-Metering | 8.85 | Active | 4438600% |  | 2021
GMP | Norwich | Solar | Net-Metering | 10 | Active | 4443800% |  | 2021
GMP | Shrewsbury | Solar | Net-Metering | 12.5 | Active | 4448800% |  | 2021
GMP | Shelburne | Solar | Net-Metering | 3.84 | Active | 4437600% |  | 2021
GMP | Randolph | Solar | Net-Metering | 18.29 | Active | 4439200% |  | 2021
GMP | Vershire | Solar | Net-Metering | 10 | Active | 4438500% |  | 2021
GMP | Fletcher | Solar | Net-Metering | 5.31 | Active | 4438600% |  | 2021
GMP | Royalton | Solar | Net-Metering | 6 | Active | 4440000% |  | 2021
GMP | Hartford | Solar | Net-Metering | 4.43 | Active | 4438600% |  | 2021
GMP | Weybridge | Solar | Net-Metering | 5.31 | Active | 4447600% |  | 2021
GMP | Pittsford | Solar | Net-Metering | 14.7 | Active | 4444200% |  | 2021
GMP | Barnard | Solar | Net-Metering | 10 | Active | 4446600% |  | 2021
GMP | Middlebury | Solar | Net-Metering | 7.32 | Active | 4442700% |  | 2021
GMP | Ferrisburgh | Solar | Net-Metering | 5.9 | Active | 4440000% |  | 2021
GMP | Warren | Solar | Net-Metering | 9.44 | Active | 4460900% |  | 2022
GMP | Starksboro | Solar | Net-Metering | 14.16 | Active | 4445400% |  | 2021
GMP | Woodstock | Solar | Net-Metering | 6 | Active | 4450500% |  | 2021
GMP | Monkton | Solar | Net-Metering | 3.54 | Active | 4440000% |  | 2021
GMP | Shelburne | Solar | Net-Metering | 5.31 | Active | 4438600% |  | 2021
GMP | Ferrisburgh | Solar | Net-Metering | 6 | Active | 4441900% |  | 2021
GMP | Pomfret | Solar | Net-Metering | 10 | Active | 4438900% |  | 2021
GMP | Montpelier | Solar | Net-Metering | 5.9 | Active | 4439100% |  | 2021
GMP | Manchester | Solar | Net-Metering | 7.7 | Active | 4446800% |  | 2021
GMP | Milton | Solar | Net-Metering | 7.68 | Active | 4442500% |  | 2021
GMP | Jericho | Solar | Net-Metering | 7.67 | Active | 4440400% |  | 2021
GMP | St. Albans Town | Solar | Net-Metering | 6 | Active | 4441400% |  | 2021
GMP | Colchester | Solar | Net-Metering | 7.6 | Active | 4442700% |  | 2021
GMP | Milton | Solar | Net-Metering | 7.68 | Active | 4446000% |  | 2021
GMP | Montpelier | Solar | Net-Metering | 4.13 | Active | 4447300% |  | 2021
GMP | St. Albans Town | Solar | Net-Metering | 9.8 | Active | 4441900% |  | 2021
GMP | Rutland City | Solar | Net-Metering | 5.76 | Active | 4453600% |  | 2021
GMP | Williamstown | Solar | Net-Metering | 7.68 | Active | 4446100% |  | 2021
GMP | Ferrisburgh | Solar | Net-Metering | 7.7 | Active | 4443200% |  | 2021
GMP | St. Albans Town | Solar | Net-Metering | 6.2 | Active | 4441900% |  | 2021
GMP | Dover | Solar | Net-Metering | 5.22 | Active | 4447000% |  | 2021
GMP | Cambridge | Solar | Net-Metering | 7.97 | Active | 4439000% |  | 2021
GMP | Chittenden | Solar | Net-Metering | 13.7 | Active | 4442000% |  | 2021
GMP | Berlin | Solar | Net-Metering | 7.67 | Active | 4478900% |  | 2022
GMP | Brandon | Solar | Net-Metering | 12 | Active | 4446000% |  | 2021
GMP | Waterford | Solar | Net-Metering | 9.8 | Active | 4446200% |  | 2021
GMP | Proctor | Solar | Net-Metering | 11.52 | Active | 4449000% |  | 2021
GMP | Dummerston | Solar | Net-Metering | 10 | Active | 4445600% |  | 2021
GMP | Northfield | Solar | Net-Metering | 6 | Active | 4445400% |  | 2021
GMP | Jamaica | Solar | Net-Metering | 7.6 | Active | 4455100% |  | 2021
GMP | Poultney | Solar | Net-Metering | 3.8 | Active | 4441400% |  | 2021
GMP | Ferrisburgh | Solar | Net-Metering | 9.8 | Active | 4441900% |  | 2021
GMP | Killington | Solar | Net-Metering | 4.46 | Active | 4441700% |  | 2021
GMP | Newfane | Solar | Net-Metering | 6.67 | Active | 4441400% |  | 2021
GMP | Mount Holly | Solar | Net-Metering | 20.36 | Active | 4469900% |  | 2022
GMP | Georgia | Solar | Net-Metering | 15.36 | Active | 4446100% |  | 2021
GMP | Milton | Solar | Net-Metering | 6 | Active | 4442500% |  | 2021
GMP | Weathersfield | Solar | Net-Metering | 10 | Active | 4447000% |  | 2021
GMP | Colchester | Solar | Net-Metering | 7.38 | Active | 4444700% |  | 2021
GMP | Jericho | Solar | Net-Metering | 10.7 | Active | 4439200% |  | 2021
GMP | Barre City | Solar | Net-Metering | 12.4 | Active | 4441700% |  | 2021
GMP | Brattleboro | Solar | Net-Metering | 7.6 | Active | 4444900% |  | 2021
GMP | Cornwall | Solar | Net-Metering | 5.31 | Active | 4441300% |  | 2021
GMP | Jericho | Solar | Net-Metering | 13.18 | Active | 4450500% |  | 2021
GMP | Plymouth | Solar | Net-Metering | 12.98 | Active | 4446600% |  | 2021
GMP | Waterford | Solar | Net-Metering | 7.08 | Active | 4446800% |  | 2021
GMP | Roxbury | Solar | Net-Metering | 11.4 | Active | 4447400% |  | 2021
GMP | West Windsor | Solar | Net-Metering | 9.14 | Active | 4441700% |  | 2021
GMP | Fair Haven | Solar | Net-Metering | 500 | Active | 4491600% |  | 2022
GMP | Monkton | Solar | Net-Metering | 10.03 | Active | 4442600% |  | 2021
GMP | Essex Junction | Solar | Net-Metering | 6.2 | Active | 4440300% |  | 2021
GMP | Milton | Solar | Net-Metering | 9.44 | Active | 4441300% |  | 2021
GMP | Essex | Solar | Net-Metering | 7.6 | Active | 4442700% |  | 2021
GMP | Randolph | Solar | Net-Metering | 3.8 | Active | 4444700% |  | 2021
GMP | Panton | Solar | Net-Metering | 9.6 | Active | 4441400% |  | 2021
GMP | Woodstock | Solar | Net-Metering | 10.62 | Active | 4446600% |  | 2021
GMP | Rochester | Solar | Net-Metering | 4.13 | Active | 4446700% |  | 2021
GMP | Grafton | Solar | Net-Metering | 2.9 | Active | 4449700% |  | 2021
GMP | South Burlington | Solar | Net-Metering | 7.67 | Active | 4440500% |  | 2021
GMP | Milton | Solar | Net-Metering | 7.7 | Active | 4454200% |  | 2021
GMP | South Burlington | Solar | Net-Metering | 16.23 | Active | 4473600% |  | 2022
GMP | Richmond | Solar | Net-Metering | 7.67 | Active | 4442700% |  | 2021
GMP | Tinmouth | Solar | Net-Metering | 2.65 | Active | 4447400% |  | 2021
GMP | Mount Holly | Solar | Net-Metering | 3.8 | Active | 4442500% |  | 2021
GMP | Randolph | Solar | Net-Metering | 7.6 | Active | 4441400% |  | 2021
GMP | Essex | Solar | Net-Metering | 6 | Active | 4447000% |  | 2021
GMP | Randolph | Solar | Net-Metering | 7.6 | Active | 4450800% |  | 2021
GMP | Hartford | Solar | Net-Metering | 10.62 | Active | 4448400% |  | 2021
GMP | Shrewsbury | Solar | Net-Metering | 14.7 | Active | 4449800% |  | 2021
GMP | Wilmington | Solar | Net-Metering | 7.68 | Active | 4461500% |  | 2022
GMP | Marlboro | Solar | Net-Metering | 12 | Active | 4441100% |  | 2021
GMP | Westford | Solar | Net-Metering | 9.8 | Active | 4445600% |  | 2021
GMP | Charlotte | Solar | Net-Metering | 10.25 | Active | 4445400% |  | 2021
GMP | Richmond | Solar | Net-Metering | 5.9 | Active | 4442700% |  | 2021
GMP | Tinmouth | Solar | Net-Metering | 5.31 | Active | 4440000% |  | 2021
GMP | Brandon | Solar | Net-Metering | 7.6 | Active | 4441700% |  | 2021
GMP | Colchester | Solar | Net-Metering | 9.6 | Active | 4462800% |  | 2022
GMP | Putney | Solar | Net-Metering | 6 | Active | 4445600% |  | 2021
GMP | Cambridge | Solar | Net-Metering | 5.76 | Active | 4443100% |  | 2021
GMP | Chester | Solar | Net-Metering | 3 | Active | 4453900% |  | 2021
GMP | Thetford | Solar | Net-Metering | 6 | Active | 4453300% |  | 2021
GMP | Putney | Solar | Net-Metering | 14 | Active | 4440500% |  | 2021
GMP | Colchester | Solar | Net-Metering | 4.43 | Active | 4445900% |  | 2021
GMP | Shelburne | Solar | Net-Metering | 7.08 | Active | 4446800% |  | 2021
GMP | Lunenburg | Solar | Net-Metering | 13.7 | Active | 4444900% |  | 2021
GMP | Thetford | Solar | Net-Metering | 7.32 | Active | 4443400% |  | 2021
GMP | Shaftsbury | Solar | Net-Metering | 9.88 | Active | 4441000% |  | 2021
GMP | Putney | Solar | Net-Metering | 10.44 | Active | 4451600% |  | 2021
GMP | Montpelier | Solar | Net-Metering | 16 | Active | 4447500% |  | 2021
GMP | Rutland City | Solar | Net-Metering | 9.8 | Active | 4445500% |  | 2021
GMP | Ludlow | Solar | Net-Metering | 12 | Active | 4451000% |  | 2021
GMP | Barre City | Solar | Net-Metering | 9.8 | Active | 4449600% |  | 2021
GMP | Sharon | Solar | Net-Metering | 7.7 | Active | 4451500% |  | 2021
GMP | Barre Town | Solar | Net-Metering | 15.2 | Active | 4449700% |  | 2021
GMP | Northfield | Solar | Net-Metering | 7.7 | Active | 4451500% |  | 2021
GMP | Montpelier | Solar | Net-Metering | 3.54 | Active | 4446900% |  | 2021
GMP | Wilmington | Solar | Net-Metering | 6 | Active | 4445300% |  | 2021
GMP | Colchester | Solar | Net-Metering | 9.8 | Active | 4445300% |  | 2021
GMP | Rutland City | Solar | Net-Metering | 3.8 | Active | 4441800% |  | 2021
GMP | Dorset | Solar | Net-Metering | 12 | Active | 4449000% |  | 2021
GMP | Barre City | Solar | Net-Metering | 7.6 | Active | 4445400% |  | 2021
GMP | Shaftsbury | Solar | Net-Metering | 6 | Active | 4445900% |  | 2021
GMP | Williston | Solar | Net-Metering | 7.6 | Active | 4444700% |  | 2021
GMP | Georgia | Solar | Net-Metering | 5.76 | Active | 4455700% |  | 2021
GMP | West Rutland | Solar | Net-Metering | 8.26 | Active | 4439900% |  | 2021
GMP | West Windsor | Solar | Net-Metering | 7.6 | Active | 4477100% |  | 2022
GMP | Fairfax | Solar | Net-Metering | 10 | Active | 4446000% |  | 2021
GMP | Cambridge | Solar | Net-Metering | 19 | Active | 4448000% |  | 2021
GMP | Putney | Solar | Net-Metering | 5.58 | Active | 4442500% |  | 2021
GMP | Chester | Solar | Net-Metering | 5 | Active | 4444100% |  | 2021
GMP | Williston | Solar | Net-Metering | 2.95 | Active | 4444000% |  | 2021
GMP | Montpelier | Solar | Net-Metering | 10 | Active | 4447000% |  | 2021
GMP | Montpelier | Solar | Net-Metering | 9.15 | Active | 4447500% |  | 2021
GMP | West Windsor | Solar | Net-Metering | 9.99 | Active | 4445500% |  | 2021
GMP | Brattleboro | Solar | Net-Metering | 8.38 | Active | 4460700% |  | 2022
GMP | West Rutland | Solar | Net-Metering | 9.8 | Active | 4449000% |  | 2021
GMP | Shaftsbury | Solar | Net-Metering | 6 | Active | 4442500% |  | 2021
GMP | Pittsford | Solar | Net-Metering | 9.8 | Active | 4474900% |  | 2022
GMP | Fairfax | Solar | Net-Metering | 10 | Active | 4441800% |  | 2021
GMP | Ryegate | Solar | Net-Metering | 13.6 | Active | 4452900% |  | 2021
GMP | St. Albans Town | Solar | Net-Metering | 10.56 | Active | 4446600% |  | 2021
GMP | Strafford | Solar | Net-Metering | 14.16 | Active | 4440300% |  | 2021
GMP | Essex Junction | Solar | Net-Metering | 5.61 | Active | 4441900% |  | 2021
GMP | Arlington | Solar | Net-Metering | 14 | Active | 4455000% |  | 2021
GMP | Georgia | Solar | Net-Metering | 6.79 | Active | 4446000% |  | 2021
GMP | Underhill | Solar | Net-Metering | 9.44 | Active | 4447600% |  | 2021
GMP | Rutland Town | Solar | Net-Metering | 12.39 | Active | 4468400% |  | 2022
GMP | Essex Junction | Solar | Net-Metering | 5.31 | Active | 4440600% |  | 2021
GMP | Addison | Solar | Net-Metering | 7.68 | Active | 4446800% |  | 2021
GMP | New Haven | Solar | Net-Metering | 12 | Active | 4449800% |  | 2021
GMP | Monkton | Solar | Net-Metering | 4.13 | Active | 4441400% |  | 2021
GMP | Woodstock | Solar | Net-Metering | 4.72 | Active | 4443500% |  | 2021
GMP | Woodstock | Solar | Net-Metering | 3.8 | Active | 4473500% |  | 2022
GMP | Rutland City | Solar | Net-Metering | 3.8 | Active | 4442700% |  | 2021
GMP | Sudbury | Solar | Net-Metering | 3.54 | Active | 4440600% |  | 2021
GMP | Chester | Solar | Net-Metering | 30 | Active | 4457400% |  | 2022
GMP | Rockingham | Solar | Net-Metering | 13 | Active | 4451500% |  | 2021
GMP | Winooski | Solar | Net-Metering | 15 | Active | 4455100% |  | 2021
GMP | Middlebury | Solar | Net-Metering | 5.61 | Active | 4445200% |  | 2021
GMP | Ferrisburgh | Solar | Net-Metering | 7.08 | Active | 4442700% |  | 2021
GMP | Westminster | Solar | Net-Metering | 7.2 | Active | 4443800% |  | 2021
GMP | Richmond | Solar | Net-Metering | 6 | Active | 4448100% |  | 2021
GMP | Dorset | Solar | Net-Metering | 11.52 | Active | 4455700% |  | 2021
GMP | Woodstock | Solar | Net-Metering | 15 | Active | 4441800% |  | 2021
GMP | Wallingford | Solar | Net-Metering | 5.31 | Active | 4449100% |  | 2021
GMP | Hartland | Solar | Net-Metering | 15 | Active | 4446700% |  | 2021
GMP | Hartland | Solar | Net-Metering | 15 | Active | 4447000% |  | 2021
GMP | Williston | Solar | Net-Metering | 4.43 | Active | 4442600% |  | 2021
GMP | Williston | Solar | Net-Metering | 6 | Active | 4445400% |  | 2021
GMP | Bradford | Solar | Net-Metering | 3.84 | Active | 4449100% |  | 2021
GMP | Rutland City | Solar | Net-Metering | 3.8 | Active | 4448100% |  | 2021
GMP | Warren | Solar | Net-Metering | 14.4 | Active | 4482000% |  | 2022
GMP | Essex Junction | Solar | Net-Metering | 8.26 | Active | 4446700% |  | 2021
GMP | BRadford | Solar | Net-Metering | 12 | Active | 4444600% |  | 2021
GMP | Charlotte | Solar | Net-Metering | 9.6 | Active | 4449000% |  | 2021
GMP | St. Albans Town | Solar | Net-Metering | 3.8 | Active | 4445900% |  | 2021
GMP | St. Johnsbury | Solar | Net-Metering | 6 | Active | 4449600% |  | 2021
GMP | Peru | Solar | Net-Metering | 3.84 | Active | 4448200% |  | 2021
GMP | Berlin | Solar | Net-Metering | 14 | Active | 4447500% |  | 2021
GMP | Arlington | Solar | Net-Metering | 11.68 | Active | 4446100% |  | 2021
GMP | Benson | Solar | Net-Metering | 3.8 | Active | 4449100% |  | 2021
GMP | Waterford | Solar | Net-Metering | 6.79 | Active | 4446300% |  | 2021
GMP | Charlotte | Solar | Net-Metering | 11.51 | Active | 4445500% |  | 2021
GMP | Fair Haven | Solar | Net-Metering | 5.9 | Active | 4442400% |  | 2021
GMP | Norwich | Solar | Net-Metering | 6 | Active | 4442700% |  | 2021
GMP | Brandon | Solar | Net-Metering | 10 | Active | 4472600% |  | 2022
GMP | Andover | Solar | Net-Metering | 5 | Active | 4450300% |  | 2021
GMP | Charlotte | Solar | Net-Metering | 13.7 | Active | 4491000% |  | 2022
GMP | Warren | Solar | Net-Metering | 7.7 | Active | 4450500% |  | 2021
GMP | Manchester | Solar | Net-Metering | 16 | Active | 4468000% |  | 2022
GMP | Bennington | Solar | Net-Metering | 15.2 | Active | 4461600% |  | 2022
GMP | Montpelier | Solar | Net-Metering | 7.08 | Active | 4451000% |  | 2021
GMP | Middlebury | Solar | Net-Metering | 4.13 | Active | 4449500% |  | 2021
GMP | Bennington | Solar | Net-Metering | 18.04 | Active | 4444800% |  | 2021
GMP | Milton | Solar | Net-Metering | 6 | Active | 4446000% |  | 2021
GMP | Milton | Solar | Net-Metering | 11.52 | Active | 4448200% |  | 2021
GMP | Barre Town | Solar | Net-Metering | 9.8 | Active | 4458100% |  | 2022
GMP | Waterford | Solar | Net-Metering | 8.4 | Active | 4455000% |  | 2021
GMP | Middlebury | Solar | Net-Metering | 5.9 | Active | 4446800% |  | 2021
GMP | Randolph | Solar | Net-Metering | 5 | Active | 4445900% |  | 2021
GMP | Hartland | Solar | Net-Metering | 12 | Active | 4453800% |  | 2021
GMP | Charlotte | Solar | Net-Metering | 13.57 | Active | 4449500% |  | 2021
GMP | St. Albans City | Solar | Net-Metering | 7.68 | Active | 4445300% |  | 2021
GMP | Pomfret | Solar | Net-Metering | 10 | Active | 4481700% |  | 2022
GMP | Essex Junction | Solar | Net-Metering | 5.02 | Active | 4445900% |  | 2021
GMP | Rutland City | Solar | Net-Metering | 60.5 | Active | 4450300% |  | 2021
GMP | Grafton | Solar | Net-Metering | 11.17 | Active | 4453000% |  | 2021
GMP | Woodstock | Solar | Net-Metering | 15 | Active | 4468400% |  | 2022
GMP | Danby | Solar | Net-Metering | 9.73 | Active | 4443200% |  | 2021
GMP | Orwell | Solar | Net-Metering | 9.8 | Active | 4446200% |  | 2021
GMP | Hartland | Solar | Net-Metering | 15 | Active | 4470000% |  | 2022
GMP | Montpelier | Solar | Net-Metering | 13.8 | Active | 4458500% |  | 2022
GMP | Waterbury | Solar | Net-Metering | 12.69 | Active | 4476100% |  | 2022
GMP | Essex Junction | Solar | Net-Metering | 3.84 | Active | 4445400% |  | 2021
GMP | Randolph | Solar | Net-Metering | 9.8 | Active | 4451900% |  | 2021
GMP | Rockingham | Solar | Net-Metering | 10 | Active | 4450200% |  | 2021
GMP | Waterbury | Solar | Net-Metering | 4.42 | Active | 4445600% |  | 2021
GMP | Barre City | Solar | Net-Metering | 3.84 | Active | 4452400% |  | 2021
GMP | Woodstock | Solar | Net-Metering | 6 | Active | 4476300% |  | 2022
GMP | Colchester | Solar | Net-Metering | 5.76 | Active | 4448900% |  | 2021
GMP | Rutland City | Solar | Net-Metering | 7.6 | Active | 4448100% |  | 2021
GMP | Norwich | Solar | Net-Metering | 6 | Active | 4446000% |  | 2021
GMP | Pomfret | Solar | Net-Metering | 2.06 | Active | 4455700% |  | 2021
GMP | Hartford | Solar | Net-Metering | 6 | Active | 4451700% |  | 2021
GMP | Sharon | Solar | Net-Metering | 7.6 | Active | 4453900% |  | 2021
GMP | Rutland City | Solar | Net-Metering | 7.6 | Active | 4461000% |  | 2022
GMP | Georgia | Solar | Net-Metering | 12.39 | Active | 4450500% |  | 2021
GMP | Montpelier | Solar | Net-Metering | 14.75 | Active | 4454700% |  | 2021
GMP | St. Albans City | Solar | Net-Metering | 4.8 | Active | 4446900% |  | 2021
GMP | Manchester | Solar | Net-Metering | 7.04 | Active | 4446800% |  | 2021
GMP | South Burlington | Solar | Net-Metering | 6.2 | Active | 4474200% |  | 2022
GMP | Vergennes | Solar | Net-Metering | 11.71 | Active | 4456500% |  | 2022
GMP | Waterbury | Solar | Net-Metering | 4.13 | Active | 4447600% |  | 2021
GMP | Rockingham | Solar | Net-Metering | 7.25 | Active | 4448100% |  | 2021
GMP | Addison | Solar | Net-Metering | 14.75 | Active | 4454300% |  | 2021
GMP | Waltham | Solar | Net-Metering | 13 | Active | 4467700% |  | 2022
GMP | Hartford | Solar | Net-Metering | 13.28 | Active | 4448700% |  | 2021
GMP | Windsor | Solar | Net-Metering | 12 | Active | 4456000% |  | 2021
GMP | St. Albans Town | Solar | Net-Metering | 13.7 | Active | 4474000% |  | 2022
GMP | Hartford | Solar | Net-Metering | 14.64 | Active | 4450100% |  | 2021
GMP | Dover | Solar | Net-Metering | 15 | Active | 4448900% |  | 2021
GMP | West Fairlee | Solar | Net-Metering | 6.49 | Active | 4453900% |  | 2021
GMP | New Haven | Solar | Net-Metering | 7.08 | Active | 4463000% |  | 2022
GMP | Shelburne | Solar | Net-Metering | 26.26 | Active | 4459500% |  | 2022
GMP | Jericho | Solar | Net-Metering | 3.54 | Active | 4447600% |  | 2021
GMP | Waterbury | Solar | Net-Metering | 5.31 | Active | 4447400% |  | 2021
GMP | Norwich | Solar | Net-Metering | 3.89 | Active | 4450200% |  | 2021
GMP | Barre City | Solar | Net-Metering | 6.2 | Active | 4449500% |  | 2021
GMP | Waterbury | Solar | Net-Metering | 13.87 | Active | 4454700% |  | 2021
GMP | Concord | Solar | Net-Metering | 6 | Active | 4446000% |  | 2021
GMP | Weathersfield | Solar | Net-Metering | 6 | Active | 4446200% |  | 2021
GMP | Winooski | Solar | Net-Metering | 7.67 | Active | 4449100% |  | 2021
GMP | Charlotte | Solar | Net-Metering | 7.97 | Active | 4485300% |  | 2022
GMP | Shelburne | Solar | Net-Metering | 5.61 | Active | 4466900% |  | 2022
GMP | Weathersfield | Solar | Net-Metering | 6 | Active | 4453800% |  | 2021
GMP | Tinmouth | Solar | Net-Metering | 5.9 | Active | 4456000% |  | 2021
GMP | Norwich | Solar | Net-Metering | 11.21 | Active | 4477500% |  | 2022
GMP | Bethel | Solar | Net-Metering | 4.13 | Active | 4483300% |  | 2022
GMP | Charlotte | Solar | Net-Metering | 13.7 | Active | 4451600% |  | 2021
GMP | Hartland | Solar | Net-Metering | 6 | Active | 4450300% |  | 2021
GMP | Salisbury | Solar | Net-Metering | 23.6 | Active | 4466900% |  | 2022
GMP | Salisbury | Solar | Net-Metering | 8.26 | Active | 4466900% |  | 2022
GMP | Manchester | Solar | Net-Metering | 15 | Active | 4463100% |  | 2022
GMP | Salisbury | Solar | Net-Metering | 5.9 | Active | 4466900% |  | 2022
GMP | Wilmington | Solar | Net-Metering | 12 | Active | 4453000% |  | 2021
GMP | West Rutland | Solar | Net-Metering | 6 | Active | 4447300% |  | 2021
GMP | Manchester | Solar | Net-Metering | 15.6 | Active | 4446900% |  | 2021
GMP | Londonderry | Solar | Net-Metering | 5 | Active | 4450500% |  | 2021
GMP | Dorset | Solar | Net-Metering | 15 | Active | 4455200% |  | 2021
GMP | Berlin | Solar | Net-Metering | 100 | Active | 4488600% |  | 2022
GMP | Colchester | Solar | Net-Metering | 6 | Active | 4449100% |  | 2021
GMP | Milton | Solar | Net-Metering | 11.4 | Active | 4447700% |  | 2021
GMP | Readsboro | Solar | Net-Metering | 7.6 | Active | 4443900% |  | 2021
GMP | Thetford | Solar | Net-Metering | 5 | Active | 4449800% |  | 2021
GMP | Grafton | Solar | Net-Metering | 10.8 | Active | 4451900% |  | 2021
GMP | Thetford | Solar | Net-Metering | 11.4 | Active | 4443900% |  | 2021
GMP | Landgrove | Solar | Net-Metering | 15.34 | Active | 4458800% |  | 2022
GMP | Waterbury | Solar | Net-Metering | 11.51 | Active | 4444900% |  | 2021
GMP | Pittsford | Solar | Net-Metering | 7.68 | Active | 4461500% |  | 2022
GMP | Warren | Solar | Net-Metering | 7.68 | Active | 4446100% |  | 2021
GMP | Halifax | Solar | Net-Metering | 7.68 | Active | 4458700% |  | 2022
GMP | Milton | Solar | Net-Metering | 9.8 | Active | 4453700% |  | 2021
GMP | Woodstock | Solar | Net-Metering | 11.4 | Active | 4460700% |  | 2022
GMP | Lincoln | Solar | Net-Metering | 14 | Active | 4444800% |  | 2021
GMP | Dorset | Solar | Net-Metering | 11.52 | Active | 4495100% |  | 2023
GMP | Charlotte | Solar | Net-Metering | 7.6 | Active | 4459900% |  | 2022
GMP | Barnard | Solar | Net-Metering | 5 | Active | 4470700% |  | 2022
GMP | Norwich | Solar | Net-Metering | 6 | Active | 4453700% |  | 2021
GMP | Winhall | Solar | Net-Metering | 20.48 | Active | 4454600% |  | 2021
GMP | Hartford | Solar | Net-Metering | 11.4 | Active | 4469700% |  | 2022
GMP | Wallingford | Solar | Net-Metering | 10 | Active | 4449100% |  | 2021
GMP | Norwich | Solar | Net-Metering | 5 | Active | 4448400% |  | 2021
GMP | Colchester | Solar | Net-Metering | 9.8 | Active | 4450500% |  | 2021
GMP | East Montpelier | Solar | Net-Metering | 7.68 | Active | 4445600% |  | 2021
GMP | Chester | Solar | Net-Metering | 21.4 | Active | 4453900% |  | 2021
GMP | Hartland | Solar | Net-Metering | 6 | Active | 4451500% |  | 2021
GMP | Windsor | Solar | Net-Metering | 15 | Active | 4472100% |  | 2022
GMP | Waterbury | Solar | Net-Metering | 3.54 | Active | 4457200% |  | 2022
GMP | Hartford | Solar | Net-Metering | 7.08 | Active | 4450200% |  | 2021
GMP | Danby | Solar | Net-Metering | 4.72 | Active | 4453000% |  | 2021
GMP | Thetford | Solar | Net-Metering | 13.57 | Active | 4451200% |  | 2021
GMP | Orwell | Solar | Net-Metering | 9.44 | Active | 4450500% |  | 2021
GMP | Royalton | Solar | Net-Metering | 9.74 | Active | 4463800% |  | 2022
GMP | Mendon | Solar | Net-Metering | 13.6 | Active | 4448300% |  | 2021
GMP | Barre City | Solar | Net-Metering | 5.76 | Active | 4462300% |  | 2022
GMP | Pomfret | Solar | Net-Metering | 50 | Active | 4484400% |  | 2022
GMP | Reading | Solar | Net-Metering | 30 | Active | 4486500% |  | 2022
GMP | Woodstock | Solar | Net-Metering | 133.3 | Active | 4486500% |  | 2022
GMP | Manchester | Solar | Net-Metering | 21.4 | Active | 4457400% |  | 2022
GMP | Brattleboro | Solar | Net-Metering | 7.6 | Active | 4449100% |  | 2021
GMP | Addison | Solar | Net-Metering | 6.2 | Active | 4446000% |  | 2021
GMP | Manchester | Solar | Net-Metering | 8.96 | Active | 4444800% |  | 2021
GMP | Panton | Solar | Net-Metering | 13 | Active | 4455100% |  | 2021
GMP | Brandon | Solar | Net-Metering | 11.4 | Active | 4456000% |  | 2021
GMP | Weybridge | Solar | Net-Metering | 7.4 | Active | 4467200% |  | 2022
GMP | Clarendon | Solar | Net-Metering | 9.6 | Active | 4451500% |  | 2021
GMP | Rutland CIty | Solar | Net-Metering | 4.8 | Active | 4483400% |  | 2022
GMP | Barre City | Solar | Net-Metering | 4.8 | Active | 4449700% |  | 2021
GMP | Richmond | Solar | Net-Metering | 11.4 | Active | 4455000% |  | 2021
GMP | Milton | Solar | Net-Metering | 3.8 | Active | 4452200% |  | 2021
GMP | New Haven | Solar | Net-Metering | 43.5 | Active | 4453800% |  | 2021
GMP | Rupert | Solar | Net-Metering | 6 | Active | 4448000% |  | 2021
GMP | Norwich | Solar | Net-Metering | 6 | Active | 4445900% |  | 2021
GMP | Thetford | Solar | Net-Metering | 7.67 | Active | 4446800% |  | 2021
GMP | Williston | Solar | Net-Metering | 5 | Active | 4464300% |  | 2022
GMP | Colchester | Solar | Net-Metering | 7.68 | Active | 4450400% |  | 2021
GMP | Bristol | Solar | Net-Metering | 4.42 | Active | 4467300% |  | 2022
GMP | Windham | Solar | Net-Metering | 5.61 | Active | 4446300% |  | 2021
GMP | Essex Junction | Solar | Net-Metering | 18.29 | Active | 4455200% |  | 2021
GMP | Shrewsbury | Solar | Net-Metering | 11.4 | Active | 4457400% |  | 2022
GMP | Colchester | Solar | Net-Metering | 11.8 | Active | 4457300% |  | 2022
GMP | Warren | Solar | Net-Metering | 6.59 | Active | 4469100% |  | 2022
GMP | Springfield | Solar | Net-Metering | 10 | Active | 4451500% |  | 2021
GMP | Manchester | Solar | Net-Metering | 15 | Active | 4461500% |  | 2022
GMP | Pownal | Solar | Net-Metering | 15 | Active | 4461400% |  | 2022
GMP | Colchester | Solar | Net-Metering | 10 | Active | 4491500% |  | 2022
GMP | Middlebury | Solar | Net-Metering | 11.4 | Active | 4447000% |  | 2021
GMP | Concord | Solar | Net-Metering | 8.26 | Active | 4457100% |  | 2022
GMP | Sharon | Solar | Net-Metering | 6 | Active | 4450900% |  | 2021
GMP | Sharon | Solar | Net-Metering | 6 | Active | 4448400% |  | 2021
GMP | Hartford | Solar | Net-Metering | 6 | Active | 4449700% |  | 2021
GMP | Milton | Solar | Net-Metering | 7.6 | Active | 4448300% |  | 2021
GMP | Mount Holly | Solar | Net-Metering | 10.5 | Active | 4450500% |  | 2021
GMP | Charlotte | Solar | Net-Metering | 15 | Active | 4476300% |  | 2022
GMP | Waitsfield | Solar | Net-Metering | 10 | Active | 4448000% |  | 2021
GMP | Montpelier | Solar | Net-Metering | 5 | Active | 4447700% |  | 2021
GMP | Ferrisburgh | Solar | Net-Metering | 9.04 | Active | 4490100% |  | 2022
GMP | Andover | Solar | Net-Metering | 7.6 | Active | 4469300% |  | 2022
GMP | Ferrisburgh | Solar | Net-Metering | 2.95 | Active | 4447500% |  | 2021
GMP | Marlboro | Solar | Net-Metering | 12 | Active | 4450100% |  | 2021
GMP | Bridgewater | Solar | Net-Metering | 5 | Active | 4478200% |  | 2022
GMP | Putney | Solar | Net-Metering | 16.36 | Active | 4467700% |  | 2022
GMP | Royalton | Solar | Net-Metering | 10 | Active | 4453800% |  | 2021
GMP | Bennington | Solar | Net-Metering | 5.12 | Active | 4458800% |  | 2022
GMP | Wallingford | Solar | Net-Metering | 7.6 | Active | 4456000% |  | 2021
GMP | Vergennes | Solar | Net-Metering | 6 | Active | 4449600% |  | 2021
GMP | Brattleboro | Solar | Net-Metering | 7.6 | Active | 4456500% |  | 2022
GMP | Waitsfield | Solar | Net-Metering | 3.54 | Active | 4463000% |  | 2022
GMP | Strafford | Solar | Net-Metering | 6.78 | Active | 4451500% |  | 2021
GMP | Cavendish | Solar | Net-Metering | 4.72 | Active | 4459600% |  | 2022
GMP | Barre Town | Solar | Net-Metering | 10.32 | Active | 4454300% |  | 2021
GMP | Ludlow | Solar | Net-Metering | 4.13 | Active | 4446000% |  | 2021
GMP | Waterbury | Solar | Net-Metering | 5.9 | Active | 4450100% |  | 2021
GMP | Waltham | Solar | Net-Metering | 14.75 | Active | 4460300% |  | 2022
GMP | Fair Haven | Solar | Net-Metering | 10.62 | Active | 4475300% |  | 2022
GMP | Jericho | Solar | Net-Metering | 4.72 | Active | 4449100% |  | 2021
GMP | Cornwall | Solar | Net-Metering | 7.08 | Active | 4485500% |  | 2022
GMP | Waitsfield | Solar | Net-Metering | 7.6 | Active | 4455700% |  | 2021
GMP | Williston | Solar | Net-Metering | 6.79 | Active | 4450200% |  | 2021
GMP | South Burlington | Solar | Net-Metering | 12.98 | Active | 4460200% |  | 2022
GMP | Northfield | Solar | Net-Metering | 2.36 | Active | 4448000% |  | 2021
GMP | Middlebury | Solar | Net-Metering | 83 | Active | 4492500% |  | 2022
GMP | Essex | Solar | Net-Metering | 7 | Active | 4449400% |  | 2021
GMP | Barre Town | Solar | Net-Metering | 7.67 | Active | 4449100% |  | 2021
GMP | Royalton | Solar | Net-Metering | 5 | Active | 4481300% |  | 2022
GMP | Jericho | Solar | Net-Metering | 6 | Active | 4454400% |  | 2021
GMP | Middlebury | Solar | Net-Metering | 6.4 | Active | 4485800% |  | 2022
GMP | Brookfield | Solar | Net-Metering | 14 | Active | 4467900% |  | 2022
GMP | Cavendish | Solar | Net-Metering | 6.49 | Active | 4477700% |  | 2022
GMP | Shrewsbury | Solar | Net-Metering | 7.6 | Active | 4456000% |  | 2021
GMP | Westford | Solar | Net-Metering | 6.78 | Active | 4457300% |  | 2022
GMP | Chester | Solar | Net-Metering | 5 | Active | 4495000% |  | 2023
GMP | Charlotte | Solar | Net-Metering | 13.18 | Active | 4455200% |  | 2021
GMP | Georgia | Solar | Net-Metering | 5.86 | Active | 4450100% |  | 2021
GMP | Hartford | Solar | Net-Metering | 10 | Active | 4482600% |  | 2022
GMP | Williston | Solar | Net-Metering | 5.9 | Active | 4448400% |  | 2021
GMP | Cornwall | Solar | Net-Metering | 8.26 | Active | 4450800% |  | 2021
GMP | St. Albans City | Solar | Net-Metering | 5.61 | Active | 4448400% |  | 2021
GMP | Waitsfield | Solar | Net-Metering | 15 | Active | 4475600% |  | 2022
GMP | Essex | Solar | Net-Metering | 150 | Active | 4476900% |  | 2022
GMP | Milton | Solar | Net-Metering | 7.7 | Active | 4473200% |  | 2022
GMP | Woodstock | Solar | Net-Metering | 12.1 | Active | 4453000% |  | 2021
GMP | Norwich | Solar | Net-Metering | 6 | Active | 4476100% |  | 2022
GMP | Weathersfield | Solar | Net-Metering | 5 | Active | 4453600% |  | 2021
GMP | Williston | Solar | Net-Metering | 9.74 | Active | 4453000% |  | 2021
GMP | Danville | Solar | Net-Metering | 6 | Active | 4472700% |  | 2022
GMP | Norwich | Solar | Net-Metering | 12 | Active | 4446200% |  | 2021
GMP | Waltham | Solar | Net-Metering | 7.08 | Active | 4454500% |  | 2021
GMP | Randolph | Solar | Net-Metering | 7.6 | Active | 4445900% |  | 2021
GMP | Fairfax | Solar | Net-Metering | 5.76 | Active | 4458100% |  | 2022
GMP | Manchester | Solar | Net-Metering | 10.62 | Active | 4457100% |  | 2022
GMP | Killington | Solar | Net-Metering | 36.29 | Active | 4480600% |  | 2022
GMP | Randolph | Solar | Net-Metering | 10 | Active | 4445900% |  | 2021
GMP | Shelburne | Solar | Net-Metering | 10 | Active | 4363500% |  | 2019
GMP | Milton | Solar | Net-Metering | 16.52 | Active | 4456600% |  | 2022
GMP | Brattleboro | Solar | Net-Metering | 125 | Active | 4485200% |  | 2022
GMP | Essex Junction | Solar | Net-Metering | 3.84 | Active | 4447000% |  | 2021
GMP | Williston | Solar | Net-Metering | 120 | Active | 4470800% |  | 2022
GMP | Weathersfield | Solar | Net-Metering | 10 | Active | 4472500% |  | 2022
GMP | St. Albans City | Solar | Net-Metering | 15 | Active | 4494400% |  | 2023
GMP | Woodstock | Solar | Net-Metering | 7.6 | Active | 4450300% |  | 2021
GMP | Starksboro | Solar | Net-Metering | 16.1 | Active | 4493600% |  | 2023
GMP | Waitsfield | Solar | Net-Metering | 5.86 | Active | 4476800% |  | 2022
GMP | Shoreham | Solar | Net-Metering | 7.08 | Active | 4453600% |  | 2021
GMP | Hartford | Solar | Net-Metering | 40 | Active | 4470700% |  | 2022
GMP | Hartford | Solar | Net-Metering | 9.74 | Active | 4450200% |  | 2021
GMP | Fayston | Solar | Net-Metering | 7.96 | Active | 4463400% |  | 2022
GMP | Shelburne | Solar | Net-Metering | 12.95 | Active | 4455700% |  | 2021
GMP | St. Albans City | Solar | Net-Metering | 2.36 | Active | 4465800% |  | 2022
GMP | Hinesburg | Solar | Net-Metering | 6.78 | Active | 4459900% |  | 2022
GMP | Hinesburg | Solar | Net-Metering | 8.26 | Active | 4457400% |  | 2022
GMP | Dorset | Solar | Net-Metering | 14.75 | Active | 4481300% |  | 2022
GMP | Hartland | Solar | Net-Metering | 5 | Active | 4447400% |  | 2021
GMP | Bristol | Solar | Net-Metering | 5.22 | Active | 4482000% |  | 2022
GMP | Shelburne | Solar | Net-Metering | 20 | Active | 4467200% |  | 2022
GMP | Colchester | Solar | Net-Metering | 4.42 | Active | 4458200% |  | 2022
GMP | Tinmouth | Solar | Net-Metering | 4.39 | Active | 4448200% |  | 2021
GMP | Ripton | Solar | Net-Metering | 7.67 | Active | 4477500% |  | 2022
GMP | Middlebury | Solar | Net-Metering | 10.62 | Active | 4489700% |  | 2022
GMP | Norwich | Solar | Net-Metering | 10 | Active | 4491600% |  | 2022
GMP | Lincoln | Solar | Net-Metering | 8.85 | Active | 4461500% |  | 2022
GMP | Springfield | Solar | Net-Metering | 7.6 | Active | 4451000% |  | 2021
GMP | Waterbury | Solar | Net-Metering | 6 | Active | 4464500% |  | 2022
GMP | Newbury | Solar | Net-Metering | 11 | Active | 4462200% |  | 2022
GMP | Berlin | Solar | Net-Metering | 7.7 | Active | 4477000% |  | 2022
GMP | Rochester | Solar | Net-Metering | 8.36 | Active | 4454700% |  | 2021
GMP | Shelburne | Solar | Net-Metering | 7.7 | Active | 4475400% |  | 2022
GMP | Milton | Solar | Net-Metering | 10.33 | Active | 4464800% |  | 2022
GMP | Starksboro | Solar | Net-Metering | 10.62 | Active | 4484500% |  | 2022
GMP | Middlebury | Solar | Net-Metering | 10.03 | Active | 4454500% |  | 2021
GMP | Chester | Solar | Net-Metering | 4.42 | Active | 4467700% |  | 2022
GMP | South Burlington | Solar | Net-Metering | 8.85 | Active | 4453300% |  | 2021
GMP | Winooski | Solar | Net-Metering | 7.08 | Active | 4476700% |  | 2022
GMP | Leicester | Solar | Net-Metering | 5.9 | Active | 4457400% |  | 2022
GMP | Peacham | Solar | Net-Metering | 9 | Active | 4471300% |  | 2022
GMP | Barnet | Solar | Net-Metering | 19.2 | Active | 4449700% |  | 2021
GMP | Woodstock | Solar | Net-Metering | 10 | Active | 4476300% |  | 2022
GMP | West Windsor | Solar | Net-Metering | 5 | Active | 4455200% |  | 2021
GMP | Westminster | Solar | Net-Metering | 15 | Active | 4474900% |  | 2022
GMP | Sharon | Solar | Net-Metering | 6 | Active | 4481600% |  | 2022
GMP | Ripton | Solar | Net-Metering | 5.31 | Active | 4468500% |  | 2022
GMP | Danville | Solar | Net-Metering | 5.9 | Active | 4455800% |  | 2021
GMP | Williston | Solar | Net-Metering | 4.42 | Active | 4455700% |  | 2021
GMP | St. Johnsbury | Solar | Net-Metering | 6.2 | Active | 4457500% |  | 2022
GMP | Randolph | Solar | Net-Metering | 5.31 | Active | 4474800% |  | 2022
GMP | St. Albans Town | Solar | Net-Metering | 6.19 | Active | 4461400% |  | 2022
GMP | Rochester | Solar | Net-Metering | 4.72 | Active | 4457900% |  | 2022
GMP | Shelburne | Solar | Net-Metering | 7.08 | Active | 4453300% |  | 2021
GMP | Middlesex | Solar | Net-Metering | 11.4 | Active | 4453300% |  | 2021
GMP | Strafford | Solar | Net-Metering | 6 | Active | 4457200% |  | 2022
GMP | Montpelier | Solar | Net-Metering | 14.16 | Active | 4459400% |  | 2022
GMP | Brookfield | Solar | Net-Metering | 10 | Active | 4451900% |  | 2021
GMP | Pawlet | Solar | Net-Metering | 15 | Active | 4480500% |  | 2022
GMP | Royalton | Solar | Net-Metering | 12 | Active | 4451600% |  | 2021
GMP | Vergennes | Solar | Net-Metering | 7.08 | Active | 4482600% |  | 2022
GMP | Reading | Solar | Net-Metering | 8.85 | Active | 4455200% |  | 2021
GMP | Calais | Solar | Net-Metering | 8.85 | Active | 4473900% |  | 2022
GMP | South Burlington | Solar | Net-Metering | 9.72 | Active | 4453800% |  | 2021
GMP | Charlotte | Solar | Net-Metering | 10.03 | Active | 4448100% |  | 2021
GMP | Danby | Solar | Net-Metering | 9.6 | Active | 4455700% |  | 2021
GMP | South Burlington | Solar | Net-Metering | 8.55 | Active | 4474900% |  | 2022
GMP | West Windsor | Solar | Net-Metering | 4.42 | Active | 4448400% |  | 2021
GMP | Barre Town | Solar | Net-Metering | 8.38 | Active | 4450300% |  | 2021
GMP | Manchester | Solar | Net-Metering | 19.77 | Active | 4466900% |  | 2022
GMP | Jericho | Solar | Net-Metering | 14.16 | Active | 4490200% |  | 2022
GMP | Shaftsbury | Solar | Net-Metering | 9.42 | Active | 4448000% |  | 2021
GMP | Waltham | Solar | Net-Metering | 5.9 | Active | 4456000% |  | 2021
GMP | Norwich | Solar | Net-Metering | 5 | Active | 4476000% |  | 2022
GMP | Windsor | Solar | Net-Metering | 7.6 | Active | 4457200% |  | 2022
GMP | Bennington | Solar | Net-Metering | 6 | Active | 4449400% |  | 2021
GMP | Cornwall | Solar | Net-Metering | 9.44 | Active | 4479200% |  | 2022
GMP | Colchester | Solar | Net-Metering | 5.31 | Active | 4459600% |  | 2022
GMP | Concord | Solar | Net-Metering | 5.9 | Active | 4453600% |  | 2021
GMP | Fairfield | Solar | Net-Metering | 14.16 | Active | 4472900% |  | 2022
GMP | Montpelier | Solar | Net-Metering | 8.85 | Active | 4470800% |  | 2022
GMP | Rutland City | Solar | Net-Metering | 12.5 | Active | 4460800% |  | 2022
GMP | Granville | Solar | Net-Metering | 8.85 | Active | 4453300% |  | 2021
GMP | Calais | Solar | Net-Metering | 11.4 | Active | 4468400% |  | 2022
GMP | Monkton | Solar | Net-Metering | 10 | Active | 4452400% |  | 2021
GMP | South Burlington | Solar | Net-Metering | 8.55 | Active | 4448100% |  | 2021
GMP | Ferrisburgh | Solar | Net-Metering | 10 | Active | 4446900% |  | 2021
GMP | Mount Holly | Solar | Net-Metering | 3.54 | Active | 4474000% |  | 2022
GMP | Jericho | Solar | Net-Metering | 7.96 | Active | 4448200% |  | 2021
GMP | Weybridge | Solar | Net-Metering | 11.21 | Active | 4454500% |  | 2021
GMP | Georgia | Solar | Net-Metering | 18.24 | Active | 4450400% |  | 2021
GMP | Monkton | Solar | Net-Metering | 11.71 | Active | 4453300% |  | 2021
GMP | Hinesburg | Solar | Net-Metering | 8.26 | Active | 4453800% |  | 2021
GMP | Shelburne | Solar | Net-Metering | 7.08 | Active | 4449500% |  | 2021
GMP | Plainfield | Solar | Net-Metering | 21.54 | Active | 4470600% |  | 2022
GMP | Pittsford | Solar | Net-Metering | 6.49 | Active | 4448100% |  | 2021
GMP | Brattleboro | Solar | Net-Metering | 3.8 | Active | 4462200% |  | 2022
GMP | Waterbury | Solar | Net-Metering | 6 | Active | 4450300% |  | 2021
GMP | St. Albans Town | Solar | Net-Metering | 11.8 | Active | 4457900% |  | 2022
GMP | St. Albans Town | Solar | Net-Metering | 5.31 | Active | 4467800% |  | 2022
GMP | Waitsfield | Solar | Net-Metering | 6.49 | Active | 4462700% |  | 2022
GMP | Warren | Solar | Net-Metering | 15 | Active | 4480500% |  | 2022
GMP | Williston | Solar | Net-Metering | 9.88 | Active | 4462700% |  | 2022
GMP | Essex | Solar | Net-Metering | 9.6 | Active | 4461700% |  | 2022
GMP | Bristol | Solar | Net-Metering | 7.08 | Active | 4468700% |  | 2022
GMP | Cornwall | Solar | Net-Metering | 5.9 | Active | 4450200% |  | 2021
GMP | Jericho | Solar | Net-Metering | 5.9 | Active | 4449400% |  | 2021
GMP | Shelburne | Solar | Net-Metering | 7.32 | Active | 4468000% |  | 2022
GMP | Pownal | Solar | Net-Metering | 10.62 | Active | 4461300% |  | 2022
GMP | Hinesburg | Solar | Net-Metering | 5.1 | Active | 4462400% |  | 2022
GMP | Jericho | Solar | Net-Metering | 8.4 | Active | 4473600% |  | 2022
GMP | Essex | Solar | Net-Metering | 6.79 | Active | 4451500% |  | 2021
GMP | Shelburne | Solar | Net-Metering | 7.6 | Active | 4465000% |  | 2022
GMP | Dorset | Solar | Net-Metering | 7.68 | Active | 4464300% |  | 2022
GMP | Westminster | Solar | Net-Metering | 15 | Active | 4448100% |  | 2021
GMP | South Burlington | Solar | Net-Metering | 9.44 | Active | 4454000% |  | 2021
GMP | Barnet | Solar | Net-Metering | 6 | Active | 4453700% |  | 2021
GMP | Waitsfield | Solar | Net-Metering | 10.03 | Active | 4459900% |  | 2022
GMP | Monkton | Solar | Net-Metering | 4.7 | Active | 4446900% |  | 2021
GMP | Arlington | Solar | Net-Metering | 7.68 | Active | 4475300% |  | 2022
GMP | St. Johnsbury | Solar | Net-Metering | 10.8 | Active | 4452200% |  | 2021
GMP | Sharon | Solar | Net-Metering | 15 | Active | 4474200% |  | 2022
GMP | Hinesburg | Solar | Net-Metering | 4.13 | Active | 4482600% |  | 2022
GMP | Chester | Solar | Net-Metering | 15 | Active | 4478100% |  | 2022
GMP | Hinesburg | Solar | Net-Metering | 13.28 | Active | 4490100% |  | 2022
GMP | Charlotte | Solar | Net-Metering | 7.32 | Active | 4489500% |  | 2022
GMP | Royalton | Solar | Net-Metering | 15 | Active | 4450100% |  | 2021
GMP | Shelburne | Solar | Net-Metering | 8.55 | Active | 4464800% |  | 2022
GMP | Pawlet | Solar | Net-Metering | 6.08 | Active | 4461400% |  | 2022
GMP | Woodstock | Solar | Net-Metering | 7.6 | Active | 4465800% |  | 2022
GMP | Middlebury | Solar | Net-Metering | 3.54 | Active | 4473400% |  | 2022
GMP | West Windsor | Solar | Net-Metering | 34.6 | Active | 4485200% |  | 2022
GMP | Shaftsbury | Solar | Net-Metering | 6.4 | Active | 4455800% |  | 2021
GMP | St. Albans City | Solar | Net-Metering | 4.42 | Active | 4459600% |  | 2022
GMP | Bradford | Solar | Net-Metering | 5 | Active | 4449100% |  | 2021
GMP | Royalton | Solar | Net-Metering | 15 | Active | 4455700% |  | 2021
GMP | Waterbury | Solar | Net-Metering | 10.03 | Active | 4455000% |  | 2021
GMP | Hinesburg | Solar | Net-Metering | 8.85 | Active | 4451900% |  | 2021
GMP | Charlotte | Solar | Net-Metering | 10.8 | Active | 4477700% |  | 2022
GMP | Bridport | Solar | Net-Metering | 4.72 | Active | 4477700% |  | 2022
GMP | Waterbury | Solar | Net-Metering | 6 | Active | 4449800% |  | 2021
GMP | Essex Junction | Solar | Net-Metering | 7.08 | Active | 4469700% |  | 2022
GMP | Colchester | Solar | Net-Metering | 4.43 | Active | 4470400% |  | 2022
GMP | Rupert | Solar | Net-Metering | 3.2 | Active | 4489500% |  | 2022
GMP | Milton | Solar | Net-Metering | 13.7 | Active | 4479600% |  | 2022
GMP | Barre Town | Solar | Net-Metering | 14.7 | Active | 4475300% |  | 2022
GMP | Underhill | Solar | Net-Metering | 9.44 | Active | 4485400% |  | 2022
GMP | Chester | Solar | Net-Metering | 9.44 | Active | 4459300% |  | 2022
GMP | Rutland Town | Solar | Net-Metering | 15 | Active | 4451500% |  | 2021
GMP | Essex Junction | Solar | Net-Metering | 6 | Active | 4462700% |  | 2022
GMP | Thetford | Solar | Net-Metering | 7.96 | Active | 4476100% |  | 2022
GMP | Arlington | Solar | Net-Metering | 6 | Active | 4477800% |  | 2022
GMP | Westminster | Solar | Net-Metering | 12 | Active | 4478500% |  | 2022
GMP | Poultney | Solar | Net-Metering | 8.2 | Active | 4469300% |  | 2022
GMP | Dover | Solar | Net-Metering | 13.1 | Active | 4451000% |  | 2021
GMP | ColChester | Solar | Net-Metering | 6 | Active | 4450400% |  | 2021
GMP | Charlotte | Solar | Net-Metering | 6 | Active | 4452400% |  | 2021
GMP | Killington | Solar | Net-Metering | 15 | Active | 4475400% |  | 2022
GMP | Bristol | Solar | Net-Metering | 7.67 | Active | 4448800% |  | 2021
GMP | Montpelier | Solar | Net-Metering | 10 | Active | 4449000% |  | 2021
GMP | Berlin | Solar | Net-Metering | 50 | Active | 4479900% |  | 2022
GMP | Middlesex | Solar | Net-Metering | 3.84 | Active | 4448400% |  | 2021
GMP | Fairfax | Solar | Net-Metering | 7.6 | Active | 4455700% |  | 2021
GMP | South Burlington | Solar | Net-Metering | 9.6 | Active | 4448300% |  | 2021
GMP | Wallingford | Solar | Net-Metering | 9.6 | Active | 4453600% |  | 2021
GMP | Bradford | Solar | Net-Metering | 7.68 | Active | 4448200% |  | 2021
GMP | Ferrisburgh | Solar | Net-Metering | 9.6 | Active | 4455200% |  | 2021
GMP | Weston | Solar | Net-Metering | 3.2 | Active | 4456000% |  | 2021
GMP | Richmond | Solar | Net-Metering | 3.8 | Active | 4463600% |  | 2022
GMP | Chester | Solar | Net-Metering | 5.76 | Active | 4454400% |  | 2021
GMP | Hartford | Solar | Net-Metering | 6.5 | Active | 4457300% |  | 2022
GMP | Montpelier | Solar | Net-Metering | 3.4 | Active | 4472000% |  | 2022
GMP | Danby | Solar | Net-Metering | 7.6 | Active | 4449500% |  | 2021
GMP | Chittenden | Solar | Net-Metering | 7.6 | Active | 4451500% |  | 2021
GMP | Williston | Solar | Net-Metering | 19.2 | Active | 4450400% |  | 2021
GMP | Springfield | Solar | Net-Metering | 7.68 | Active | 4451500% |  | 2021
GMP | Colchester | Solar | Net-Metering | 9.8 | Active | 4451500% |  | 2021
GMP | Bakersfield | Solar | Net-Metering | 6 | Active | 4451900% |  | 2021
GMP | Thetford | Solar | Net-Metering | 3.8 | Active | 4448200% |  | 2021
GMP | Roxbury | Solar | Net-Metering | 7.6 | Active | 4478300% |  | 2022
GMP | NOrwich | Solar | Net-Metering | 6 | Active | 4449500% |  | 2021
GMP | Orwell | Solar | Net-Metering | 11.4 | Active | 4478200% |  | 2022
GMP | Vergennes | Solar | Net-Metering | 7.6 | Active | 4449000% |  | 2021
GMP | Townshend | Solar | Net-Metering | 3.8 | Active | 4467800% |  | 2022
GMP | Danville | Solar | Net-Metering | 6 | Active | 4450400% |  | 2021
GMP | Chittenden | Solar | Net-Metering | 7.6 | Active | 4456500% |  | 2022
GMP | Bradford | Solar | Net-Metering | 7.6 | Active | 4466900% |  | 2022
GMP | Jericho | Solar | Net-Metering | 15.2 | Active | 4461000% |  | 2022
GMP | Ludlow | Solar | Net-Metering | 7.6 | Active | 4465000% |  | 2022
GMP | Rockingham | Solar | Net-Metering | 7.6 | Active | 4472100% |  | 2022
GMP | Pomfret | Solar | Net-Metering | 7.6 | Active | 4469900% |  | 2022
GMP | South Burlington | Solar | Net-Metering | 7.6 | Active | 4461000% |  | 2022
GMP | Londonderry | Solar | Net-Metering | 9.6 | Active | 4475000% |  | 2022
GMP | Warren | Solar | Net-Metering | 3.8 | Active | 4453300% |  | 2021
GMP | Montpelier | Solar | Net-Metering | 6 | Active | 4451900% |  | 2021
GMP | Sharon | Solar | Net-Metering | 3.8 | Active | 4461500% |  | 2022
GMP | Bethel | Solar | Net-Metering | 7.68 | Active | 4451900% |  | 2021
GMP | Colchester | Solar | Net-Metering | 9.8 | Active | 4451200% |  | 2021
GMP | Pittsfield | Solar | Net-Metering | 8.26 | Active | 4452200% |  | 2021
GMP | Castleton | Solar | Net-Metering | 4.8 | Active | 4449800% |  | 2021
GMP | Shoreham | Solar | Net-Metering | 7.6 | Active | 4450400% |  | 2021
GMP | Sunderland | Solar | Net-Metering | 13.6 | Active | 4459400% |  | 2022
GMP | Barre City | Solar | Net-Metering | 4.8 | Active | 4463400% |  | 2022
GMP | Colchester | Solar | Net-Metering | 3.8 | Active | 4455000% |  | 2021
GMP | Jericho | Solar | Net-Metering | 6 | Active | 4451500% |  | 2021
GMP | Colchester | Solar | Net-Metering | 5 | Active | 4453000% |  | 2021
GMP | Pownal | Solar | Net-Metering | 7.6 | Active | 4451000% |  | 2021
GMP | Readsboro | Solar | Net-Metering | 3.49 | Active | 4448800% |  | 2021
GMP | Essex | Solar | Net-Metering | 4.8 | Active | 4450400% |  | 2021
GMP | West Rutland | Solar | Net-Metering | 7.6 | Active | 4472700% |  | 2022
GMP | Essex | Solar | Net-Metering | 12 | Active | 4455000% |  | 2021
GMP | Barre Town | Solar | Net-Metering | 7.08 | Active | 4454400% |  | 2021
GMP | Weathersfield | Solar | Net-Metering | 10 | Active | 4464100% |  | 2022
GMP | Royalton | Solar | Net-Metering | 7.7 | Active | 4460700% |  | 2022
GMP | Barnet | Solar | Net-Metering | 10.32 | Active | 4459500% |  | 2022
GMP | Fayston | Solar | Net-Metering | 4.72 | Active | 4449100% |  | 2021
GMP | Montpelier | Solar | Net-Metering | 4.06 | Active | 4477100% |  | 2022
GMP | West Windsor | Solar | Net-Metering | 10 | Active | 4463400% |  | 2022
GMP | Fair Haven | Solar | Net-Metering | 7.67 | Active | 4466400% |  | 2022
GMP | Wallingford | Solar | Net-Metering | 10 | Active | 4471400% |  | 2022
GMP | Monkton | Solar | Net-Metering | 9.86 | Active | 4468500% |  | 2022
GMP | Charlotte | Solar | Net-Metering | 9.73 | Active | 4480300% |  | 2022
GMP | Brookline | Solar | Net-Metering | 7.6 | Active | 4470800% |  | 2022
GMP | St. Albans City | Solar | Net-Metering | 3.8 | Active | 4450900% |  | 2021
GMP | Berlin | Solar | Net-Metering | 15.2 | Active | 4477500% |  | 2022
GMP | Rutland City | Solar | Net-Metering | 3.84 | Active | 4453600% |  | 2021
GMP | St. Albans City | Solar | Net-Metering | 11.48 | Active | 4449000% |  | 2021
GMP | Clarendon | Solar | Net-Metering | 7.68 | Active | 4451500% |  | 2021
GMP | Andover | Solar | Net-Metering | 10 | Active | 4451500% |  | 2021
GMP | Williamstown | Solar | Net-Metering | 3.84 | Active | 4450400% |  | 2021
GMP | New Haven | Solar | Net-Metering | 10.98 | Active | 4448400% |  | 2021
GMP | Townshend | Solar | Net-Metering | 8 | Active | 4450900% |  | 2021
GMP | Brattleboro | Solar | Net-Metering | 11.21 | Active | 4449100% |  | 2021
GMP | Putney | Solar | Net-Metering | 10 | Active | 4450800% |  | 2021
GMP | Putney | Solar | Net-Metering | 7.3 | Active | 4454400% |  | 2021
GMP | Weybridge | Solar | Net-Metering | 9.8 | Active | 4459900% |  | 2022
GMP | Randolph | Solar | Net-Metering | 13.8 | Active | 4451600% |  | 2021
GMP | Putney | Solar | Net-Metering | 15 | Active | 4456500% |  | 2022
GMP | Essex | Solar | Net-Metering | 7.6 | Active | 4462100% |  | 2022
GMP | Norwich | Solar | Net-Metering | 7.7 | Active | 4465900% |  | 2022
GMP | Andover | Solar | Net-Metering | 8.4 | Active | 4486000% |  | 2022
GMP | Bridgewater | Solar | Net-Metering | 12.5 | Active | 4455100% |  | 2021
GMP | Newfane | Solar | Net-Metering | 8.38 | Active | 4466400% |  | 2022
GMP | Windsor | Solar | Net-Metering | 4.13 | Active | 4450200% |  | 2021
GMP | Guilford | Solar | Net-Metering | 6 | Active | 4453300% |  | 2021
GMP | Hartford | Solar | Net-Metering | 8.85 | Active | 4460000% |  | 2022
GMP | Barnet | Solar | Net-Metering | 7.08 | Active | 4458900% |  | 2022
GMP | Hartford | Solar | Net-Metering | 14.75 | Active | 4451000% |  | 2021
GMP | Jericho | Solar | Net-Metering | 12.98 | Active | 4459900% |  | 2022
GMP | South Burlington | Solar | Net-Metering | 3.84 | Active | 4454400% |  | 2021
GMP | Williston | Solar | Net-Metering | 3.8 | Active | 4459600% |  | 2022
GMP | Barre City | Solar | Net-Metering | 7.6 | Active | 4468700% |  | 2022
GMP | Essex Junction | Solar | Net-Metering | 5.31 | Active | 4465900% |  | 2022
GMP | Essex Junction | Solar | Net-Metering | 6 | Active | 4453900% |  | 2021
GMP | Middlebury | Solar | Net-Metering | 8.26 | Active | 4452400% |  | 2021
GMP | Berlin | Solar | Net-Metering | 4.13 | Active | 4450500% |  | 2021
GMP | Mount Holly | Solar | Net-Metering | 8.2 | Active | 4458900% |  | 2022
GMP | Clarendon | Solar | Net-Metering | 4.8 | Active | 4462400% |  | 2022
GMP | Westminster | Solar | Net-Metering | 6 | Active | 4453000% |  | 2021
GMP | Pawlet | Solar | Net-Metering | 11.52 | Active | 4472800% |  | 2022
GMP | Jamaica | Solar | Net-Metering | 7.6 | Active | 4453100% |  | 2021
GMP | Poultney | Solar | Net-Metering | 9.6 | Active | 4455000% |  | 2021
GMP | Barre City | Solar | Net-Metering | 9.8 | Active | 4454400% |  | 2021
GMP | Manchester | Solar | Net-Metering | 15 | Active | 4471300% |  | 2022
GMP | Montpelier | Solar | Net-Metering | 3.8 | Active | 4452400% |  | 2021
GMP | Fair Haven | Solar | Net-Metering | 4.8 | Active | 4469800% |  | 2022
GMP | Bennington | Solar | Net-Metering | 6 | Active | 4483100% |  | 2022
GMP | Moretown | Solar | Net-Metering | 15 | Active | 4476100% |  | 2022
GMP | Barre City | Solar | Net-Metering | 6 | Active | 4452400% |  | 2021
GMP | Shaftsbury | Solar | Net-Metering | 5.76 | Active | 4479900% |  | 2022
GMP | Wilmington | Solar | Net-Metering | 12 | Active | 4469800% |  | 2022
GMP | Williston | Solar | Net-Metering | 6 | Active | 4450400% |  | 2021
GMP | Guilford | Solar | Net-Metering | 10 | Active | 4454000% |  | 2021
GMP | Clarendon | Solar | Net-Metering | 6 | Active | 4459900% |  | 2022
GMP | Winooski | Solar | Net-Metering | 8.85 | Active | 4483700% |  | 2022
GMP | West Windsor | Solar | Net-Metering | 7.6 | Active | 4459300% |  | 2022
GMP | Milton | Solar | Net-Metering | 7.6 | Active | 4451200% |  | 2021
GMP | Windsor | Solar | Net-Metering | 5.76 | Active | 4454700% |  | 2021
GMP | Hartland | Solar | Net-Metering | 4.8 | Active | 4451500% |  | 2021
GMP | Brandon | Solar | Net-Metering | 10 | Active | 4453100% |  | 2021
GMP | Fairfax | Solar | Net-Metering | 43.2 | Active | 4453000% |  | 2021
GMP | Brandon | Solar | Net-Metering | 10 | Active | 4457300% |  | 2022
GMP | Grafton | Solar | Net-Metering | 7.6 | Active | 4450500% |  | 2021
GMP | Waterford | Solar | Net-Metering | 5 | Active | 4454000% |  | 2021
GMP | South Burlington | Solar | Net-Metering | 2.95 | Active | 4457800% |  | 2022
GMP | Sudbury | Solar | Net-Metering | 8.26 | Active | 4455900% |  | 2021
GMP | Moretown | Solar | Net-Metering | 6.79 | Active | 4464100% |  | 2022
GMP | Norwich | Solar | Net-Metering | 12 | Active | 4470500% |  | 2022
GMP | Weston | Solar | Net-Metering | 7.08 | Active | 4450500% |  | 2021
GMP | St. Albans City | Solar | Net-Metering | 9.8 | Active | 4457200% |  | 2022
GMP | Guilford | Solar | Net-Metering | 3.84 | Active | 4465600% |  | 2022
GMP | Guilford | Solar | Net-Metering | 9.8 | Active | 4483200% |  | 2022
GMP | Waitsfield | Solar | Net-Metering | 6 | Active | 4463000% |  | 2022
GMP | Shelburne | Solar | Net-Metering | 3.84 | Active | 4452400% |  | 2021
GMP | Rutland City | Solar | Net-Metering | 7.6 | Active | 4452300% |  | 2021
GMP | Fairfax | Solar | Net-Metering | 6 | Active | 4453100% |  | 2021
GMP | Weathersfield | Solar | Net-Metering | 5.76 | Active | 4452300% |  | 2021
GMP | Williston | Solar | Net-Metering | 3.8 | Active | 4453000% |  | 2021
GMP | Whitingham | Solar | Net-Metering | 4.9 | Active | 4456400% |  | 2022
GMP | Fairfax | Solar | Net-Metering | 43.2 | Active | 4453000% |  | 2021
GMP | Barre City | Solar | Net-Metering | 5.61 | Active | 4469200% |  | 2022
GMP | Sudbury | Solar | Net-Metering | 10.25 | Active | 4468400% |  | 2022
GMP | Brattleboro | Solar | Net-Metering | 7.67 | Active | 4455000% |  | 2021
GMP | Rutland City | Solar | Net-Metering | 10.03 | Active | 4454500% |  | 2021
GMP | Plainfield | Solar | Net-Metering | 24.78 | Active | 4460600% |  | 2022
GMP | Hubbardton | Solar | Net-Metering | 6 | Active | 4462200% |  | 2022
GMP | Pittsford | Solar | Net-Metering | 3.84 | Active | 4454500% |  | 2021
GMP | Weybridge | Solar | Net-Metering | 9 | Active | 4466900% |  | 2022
GMP | Windsor | Solar | Net-Metering | 6 | Active | 4454300% |  | 2021
GMP | Hartland | Solar | Net-Metering | 11.73 | Active | 4454500% |  | 2021
GMP | Rutland City | Solar | Net-Metering | 12.48 | Active | 4455000% |  | 2021
GMP | Northfield | Solar | Net-Metering | 7.68 | Active | 4469800% |  | 2022
GMP | Andover | Solar | Net-Metering | 3.84 | Active | 4454400% |  | 2021
GMP | South Burlington | Solar | Net-Metering | 9.8 | Active | 4459900% |  | 2022
GMP | Essex Junction | Solar | Net-Metering | 3.84 | Active | 4455900% |  | 2021
GMP | Killington | Solar | Net-Metering | 15 | Active | 4458900% |  | 2022
GMP | Williamstown | Solar | Net-Metering | 12 | Active | 4453600% |  | 2021
GMP | Montpelier | Solar | Net-Metering | 3.84 | Active | 4455800% |  | 2021
GMP | Tunbridge | Solar | Net-Metering | 11.4 | Active | 4462300% |  | 2022
GMP | Roxbury | Solar | Net-Metering | 10 | Active | 4454300% |  | 2021
GMP | Brattleboro | Solar | Net-Metering | 9.07 | Active | 4468500% |  | 2022
GMP | Randolph | Solar | Net-Metering | 6 | Active | 4457100% |  | 2022
GMP | Stratton | Solar | Net-Metering | 28.16 | Active | 4467700% |  | 2022
GMP | Norwich | Solar | Net-Metering | 6 | Active | 4456700% |  | 2022
GMP | Montpelier | Solar | Net-Metering | 9.8 | Active | 4460000% |  | 2022
GMP | Bradford | Solar | Net-Metering | 6 | Active | 4456800% |  | 2022
GMP | Middlebury | Solar | Net-Metering | 6.67 | Active | 4455200% |  | 2021
GMP | Weathersfield | Solar | Net-Metering | 7.08 | Active | 4473200% |  | 2022
GMP | Waterbury | Solar | Net-Metering | 5.9 | Active | 4469400% |  | 2022
GMP | Milton | Solar | Net-Metering | 7.6 | Active | 4453700% |  | 2021
GMP | Bradford | Solar | Net-Metering | 3.84 | Active | 4455000% |  | 2021
GMP | Hartford | Solar | Net-Metering | 9.6 | Active | 4453600% |  | 2021
GMP | Randolph | Solar | Net-Metering | 4.8 | Active | 4457100% |  | 2022
GMP | South Burlington | Solar | Net-Metering | 4.8 | Active | 4456800% |  | 2022
GMP | Colchester | Solar | Net-Metering | 6 | Active | 4455000% |  | 2021
GMP | Rutland City | Solar | Net-Metering | 9.44 | Active | 4460900% |  | 2022
GMP | Montpelier | Solar | Net-Metering | 6 | Active | 4456800% |  | 2022
GMP | Bristol | Solar | Net-Metering | 4.08 | Active | 4452400% |  | 2021
GMP | Ferrisburgh | Solar | Net-Metering | 11.4 | Active | 4469800% |  | 2022
GMP | Putney | Solar | Net-Metering | 3.84 | Active | 4479000% |  | 2022
GMP | Tunbridge | Solar | Net-Metering | 7.6 | Active | 4478800% |  | 2022
GMP | Addison | Solar | Net-Metering | 5.31 | Active | 4484400% |  | 2022
GMP | Wilmington | Solar | Net-Metering | 15.2 | Active | 4478200% |  | 2022
GMP | Killington | Solar | Net-Metering | 7.6 | Active | 4458900% |  | 2022
GMP | Hartford | Solar | Net-Metering | 7.67 | Active | 4468600% |  | 2022
GMP | Hartford | Solar | Net-Metering | 5.9 | Active | 4466200% |  | 2022
GMP | Braintree | Solar | Net-Metering | 6.2 | Active | 4457100% |  | 2022
GMP | Norwich | Solar | Net-Metering | 4.13 | Active | 4460700% |  | 2022
GMP | Colchester | Solar | Net-Metering | 7.67 | Active | 4462400% |  | 2022
GMP | Warren | Solar | Net-Metering | 11 | Active | 4467700% |  | 2022
GMP | Shaftsbury | Solar | Net-Metering | 10.03 | Active | 4462400% |  | 2022
GMP | Castleton | Solar | Net-Metering | 14.75 | Active | 4454400% |  | 2021
GMP | Waterbury | Solar | Net-Metering | 8.26 | Active | 4474300% |  | 2022
GMP | Grafton | Solar | Net-Metering | 7.76 | Active | 4476400% |  | 2022
GMP | Bennington | Solar | Net-Metering | 6 | Active | 4471200% |  | 2022
GMP | Putney | Solar | Net-Metering | 10 | Active | 4472100% |  | 2022
GMP | Stamford | Solar | Net-Metering | 13.93 | Active | 4454500% |  | 2021
GMP | Waterbury | Solar | Net-Metering | 14 | Active | 4468300% |  | 2022
GMP | Wells | Solar | Net-Metering | 9.8 | Active | 4469700% |  | 2022
GMP | Vergennes | Solar | Net-Metering | 7.32 | Active | 4453900% |  | 2021
GMP | Bennington | Solar | Net-Metering | 5.76 | Active | 4456800% |  | 2022
GMP | Hartford | Solar | Net-Metering | 9.8 | Active | 4457500% |  | 2022
GMP | Hartland | Solar | Net-Metering | 18.24 | Active | 4457100% |  | 2022
GMP | Springfield | Solar | Net-Metering | 7.6 | Active | 4460000% |  | 2022
GMP | Randolph | Solar | Net-Metering | 7.08 | Active | 4458800% |  | 2022
GMP | Charlotte | Solar | Net-Metering | 10 | Active | 4455200% |  | 2021
GMP | Colchester | Solar | Net-Metering | 7.7 | Active | 4467900% |  | 2022
GMP | Charlotte | Solar | Net-Metering | 4.72 | Active | 4469300% |  | 2022
GMP | Wardsboro | Solar | Net-Metering | 4.7 | Active | 4459200% |  | 2022
GMP | Sharon | Solar | Net-Metering | 2.36 | Active | 4459900% |  | 2022
GMP | Essex | Solar | Net-Metering | 15.93 | Active | 4462300% |  | 2022
GMP | Worcester | Solar | Net-Metering | 6 | Active | 4455000% |  | 2021
GMP | Royalton | Solar | Net-Metering | 7.7 | Active | 4469800% |  | 2022
GMP | St. Albans City | Solar | Net-Metering | 3.8 | Active | 4471300% |  | 2022
GMP | New Haven | Solar | Net-Metering | 6.59 | Active | 4456000% |  | 2021
GMP | Danby | Solar | Net-Metering | 3.2 | Active | 4462000% |  | 2022
GMP | Milton | Solar | Net-Metering | 6 | Active | 4457200% |  | 2022
GMP | Hartford | Solar | Net-Metering | 2.36 | Active | 4465800% |  | 2022
GMP | Bristol | Solar | Net-Metering | 7.32 | Active | 4462400% |  | 2022
GMP | Norwich | Solar | Net-Metering | 3.8 | Active | 4455000% |  | 2021
GMP | Berlin | Solar | Net-Metering | 7.6 | Active | 4477700% |  | 2022
GMP | St. Albans Town | Solar | Net-Metering | 12.39 | Active | 4459200% |  | 2022
GMP | Charlotte | Solar | Net-Metering | 8.05 | Active | 4470100% |  | 2022
GMP | Grafton | Solar | Net-Metering | 15 | Active | 4478800% |  | 2022
GMP | Shaftsbury | Solar | Net-Metering | 5.01 | Active | 4460800% |  | 2022
GMP | Springfield | Solar | Net-Metering | 7 | Active | 4490000% |  | 2022
GMP | Montpelier | Solar | Net-Metering | 3.8 | Active | 4459600% |  | 2022
GMP | Hartford | Solar | Net-Metering | 3.8 | Active | 4455700% |  | 2021
GMP | Montpelier | Solar | Net-Metering | 6 | Active | 4459600% |  | 2022
GMP | Ira | Solar | Net-Metering | 7.7 | Active | 4478400% |  | 2022
GMP | Barre City | Solar | Net-Metering | 7.6 | Active | 4460100% |  | 2022
GMP | Orwell | Solar | Net-Metering | 7.6 | Active | 4455100% |  | 2021
GMP | Hartford | Solar | Net-Metering | 6 | Active | 4460300% |  | 2022
GMP | Hartford | Solar | Net-Metering | 6 | Active | 4455700% |  | 2021
GMP | Hartford | Solar | Net-Metering | 7.6 | Active | 4454500% |  | 2021
GMP | Castleton | Solar | Net-Metering | 2.95 | Active | 4454400% |  | 2021
GMP | Weathersfield | Solar | Net-Metering | 15 | Active | 4455000% |  | 2021
GMP | Ludlow | Solar | Net-Metering | 11.4 | Active | 4462100% |  | 2022
GMP | Essex | Solar | Net-Metering | 6 | Active | 4456800% |  | 2022
GMP | Barre Town | Solar | Net-Metering | 7.68 | Active | 4457800% |  | 2022
GMP | Waitsfield | Solar | Net-Metering | 7.32 | Active | 4469200% |  | 2022
GMP | Waitsfield | Solar | Net-Metering | 7.98 | Active | 4471400% |  | 2022
GMP | Bradford | Solar | Net-Metering | 11.8 | Active | 4460000% |  | 2022
GMP | Weathersfield | Solar | Net-Metering | 18.59 | Active | 4467200% |  | 2022
GMP | Braintree | Solar | Net-Metering | 7.7 | Active | 4475000% |  | 2022
GMP | Charlotte | Solar | Net-Metering | 15 | Active | 4472800% |  | 2022
GMP | Barre Town | Solar | Net-Metering | 7.38 | Active | 4467300% |  | 2022
GMP | Middlebury | Solar | Net-Metering | 4.72 | Active | 4459300% |  | 2022
GMP | Shaftsbury | Solar | Net-Metering | 3.8 | Active | 4457400% |  | 2022
GMP | Milton | Wind | Net-Metering | 2 | Active | 4459900% |  | 2022
GMP | Williston | Solar | Net-Metering | 9.44 | Active | 4462700% |  | 2022
GMP | Windsor | Solar | Net-Metering | 7.6 | Active | 4490700% |  | 2022
GMP | Fairfax | Solar | Net-Metering | 6 | Active | 4464500% |  | 2022
GMP | Proctor | Solar | Net-Metering | 4.8 | Active | 4457400% |  | 2022
GMP | Hinesburg | Solar | Net-Metering | 10.25 | Active | 4469900% |  | 2022
GMP | Dorset | Solar | Net-Metering | 15.2 | Active | 4484000% |  | 2022
GMP | Montpelier | Solar | Net-Metering | 3.8 | Active | 4459600% |  | 2022
GMP | Hartford | Solar | Net-Metering | 3.8 | Active | 4457300% |  | 2022
GMP | Shrewsbury | Solar | Net-Metering | 1.77 | Active | 4457100% |  | 2022
GMP | Pawlet | Solar | Net-Metering | 7.6 | Active | 4459300% |  | 2022
GMP | Colchester | Solar | Net-Metering | 3.8 | Active | 4463700% |  | 2022
GMP | Lunenburg | Solar | Net-Metering | 13.18 | Active | 4469800% |  | 2022
GMP | Essex Junction | Solar | Net-Metering | 5.61 | Active | 4458900% |  | 2022
GMP | Williston | Solar | Net-Metering | 9.14 | Active | 4462800% |  | 2022
GMP | Springfield | Solar | Net-Metering | 15.36 | Active | 4477000% |  | 2022
GMP | Barnard | Solar | Net-Metering | 6.2 | Active | 4462300% |  | 2022
GMP | Northfield | Solar | Net-Metering | 6.49 | Active | 4458500% |  | 2022
GMP | Essex | Solar | Net-Metering | 7.6 | Active | 4467000% |  | 2022
GMP | Barre City | Solar | Net-Metering | 7.97 | Active | 4468400% |  | 2022
GMP | Barre City | Solar | Net-Metering | 6 | Active | 4476100% |  | 2022
GMP | Dover | Solar | Net-Metering | 7.68 | Active | 4460000% |  | 2022
GMP | Williston | Solar | Net-Metering | 8.55 | Active | 4462800% |  | 2022
GMP | Braintree | Solar | Net-Metering | 9.44 | Active | 4490800% |  | 2022
GMP | Danville | Solar | Net-Metering | 7.6 | Active | 4455900% |  | 2021
GMP | St. Johnsbury | Solar | Net-Metering | 4.42 | Active | 4459400% |  | 2022
GMP | Danville | Solar | Net-Metering | 5.9 | Active | 4477000% |  | 2022
GMP | Landgrove | Solar | Net-Metering | 3.8 | Active | 4458900% |  | 2022
GMP | Townshend | Solar | Net-Metering | 29.32 | Active | 4472000% |  | 2022
GMP | Monkton | Solar | Net-Metering | 7.6 | Active | 4457800% |  | 2022
GMP | Bennington | Solar | Net-Metering | 8.72 | Active | 4466200% |  | 2022
GMP | Leicester | Solar | Net-Metering | 7.6 | Active | 4467700% |  | 2022
GMP | Londonderry | Solar | Net-Metering | 13.44 | Active | 4471400% |  | 2022
GMP | Danby | Solar | Net-Metering | 7.36 | Active | 4467700% |  | 2022
GMP | Montpelier | Solar | Net-Metering | 3.8 | Active | 4459600% |  | 2022
GMP | Shelburne | Solar | Net-Metering | 8.85 | Active | 4463100% |  | 2022
GMP | Barre Town | Solar | Net-Metering | 5.76 | Active | 4458900% |  | 2022
GMP | Springfield | Solar | Net-Metering | 12.76 | Active | 4470800% |  | 2022
GMP | Arlington | Solar | Net-Metering | 6 | Active | 4465600% |  | 2022
GMP | Wardsboro | Solar | Net-Metering | 5.01 | Active | 4463400% |  | 2022
GMP | Woodstock | Solar | Net-Metering | 10 | Active | 4456700% |  | 2022
GMP | Rockingham | Solar | Net-Metering | 6 | Active | 4459900% |  | 2022
GMP | Panton | Solar | Net-Metering | 9.8 | Active | 4469300% |  | 2022
GMP | St. Johnsbury | Solar | Net-Metering | 6 | Active | 4459200% |  | 2022
GMP | Rutland City | Solar | Net-Metering | 3.8 | Active | 4459900% |  | 2022
GMP | Barre City | Solar | Net-Metering | 3.8 | Active | 4462300% |  | 2022
GMP | Whitingham | Solar | Net-Metering | 6 | Active | 4476000% |  | 2022
GMP | Halifax | Solar | Net-Metering | 9.8 | Active | 4479600% |  | 2022
GMP | Duxbury | Solar | Net-Metering | 6 | Active | 4478800% |  | 2022
GMP | Townshend | Solar | Net-Metering | 7.6 | Active | 4465800% |  | 2022
GMP | Newbury | Solar | Net-Metering | 10 | Active | 4480500% |  | 2022
GMP | Hartford | Solar | Net-Metering | 10.56 | Active | 4468600% |  | 2022
GMP | St. Albans City | Solar | Net-Metering | 6 | Active | 4460100% |  | 2022
GMP | Essex Junction | Solar | Net-Metering | 9.8 | Active | 4460300% |  | 2022
GMP | Waterbury | Solar | Net-Metering | 6 | Active | 4472100% |  | 2022
GMP | St. Albans Town | Solar | Net-Metering | 10.62 | Active | 4464800% |  | 2022
GMP | Moretown | Solar | Net-Metering | 7.38 | Active | 4459500% |  | 2022
GMP | Plymouth | Solar | Net-Metering | 7.2 | Active | 4462200% |  | 2022
GMP | Montpelier | Solar | Net-Metering | 4.72 | Active | 4461600% |  | 2022
GMP | Moretown | Solar | Net-Metering | 7.32 | Active | 4491600% |  | 2022
GMP | Bristol | Solar | Net-Metering | 5.9 | Active | 4475400% |  | 2022
GMP | St. Albans Town | Solar | Net-Metering | 5.9 | Active | 4459400% |  | 2022
GMP | Clarendon | Solar | Net-Metering | 9 | Active | 4467000% |  | 2022
GMP | Bakersfield | Solar | Net-Metering | 7.7 | Active | 4477800% |  | 2022
GMP | Charlotte | Solar | Net-Metering | 5 | Active | 4468600% |  | 2022
GMP | Lincoln | Solar | Net-Metering | 4.8 | Active | 4465100% |  | 2022
GMP | Hartland | Solar | Net-Metering | 9 | Active | 4478200% |  | 2022
GMP | Essex Junction | Solar | Net-Metering | 6 | Active | 4465000% |  | 2022
GMP | Hartland | Solar | Net-Metering | 12 | Active | 4474100% |  | 2022
GMP | Pomfret | Solar | Net-Metering | 3.8 | Active | 4474700% |  | 2022
GMP | Wallingford | Solar | Net-Metering | 6 | Active | 4471500% |  | 2022
GMP | Hartford | Solar | Net-Metering | 5 | Active | 4480500% |  | 2022
GMP | Hartford | Solar | Net-Metering | 7.97 | Active | 4459900% |  | 2022
GMP | Windsor | Solar | Net-Metering | 3.49 | Active | 4457200% |  | 2022
GMP | South Burlington | Solar | Net-Metering | 10.64 | Active | 4461700% |  | 2022
GMP | Tunbridge | Solar | Net-Metering | 15 | Active | 4473400% |  | 2022
GMP | Barnet | Solar | Net-Metering | 6 | Active | 4468700% |  | 2022
GMP | Manchester | Solar | Net-Metering | 7.7 | Active | 4474200% |  | 2022
GMP | Charlotte | Solar | Net-Metering | 13.27 | Active | 4467300% |  | 2022
GMP | Landgrove | Solar | Net-Metering | 4.13 | Active | 4462900% |  | 2022
GMP | Ripton | Solar | Net-Metering | 14.64 | Active | 4470100% |  | 2022
GMP | South Burlington | Solar | Net-Metering | 15 | Active | 4462900% |  | 2022
GMP | Monkton | Solar | Net-Metering | 4.13 | Active | 4463700% |  | 2022
GMP | St. Johnsbury | Solar | Net-Metering | 4.42 | Active | 4462000% |  | 2022
GMP | Weathersfield | Solar | Net-Metering | 10 | Active | 4479500% |  | 2022
GMP | Charlotte | Solar | Net-Metering | 13.27 | Active | 4483400% |  | 2022
GMP | Ferrisburgh | Solar | Net-Metering | 3.8 | Active | 4464200% |  | 2022
GMP | Milton | Solar | Net-Metering | 5.31 | Active | 4462800% |  | 2022
GMP | South Burlington | Solar | Net-Metering | 7.67 | Active | 4465900% |  | 2022
GMP | Georgia | Solar | Net-Metering | 7.68 | Active | 4462000% |  | 2022
GMP | Dummerston | Solar | Net-Metering | 19.2 | Active | 4470500% |  | 2022
GMP | Shelburne | Solar | Net-Metering | 4.8 | Active | 4467700% |  | 2022
GMP | Barre Town | Solar | Net-Metering | 5.76 | Active | 4465800% |  | 2022
GMP | St. Johnsbury | Solar | Net-Metering | 3.8 | Active | 4465800% |  | 2022
GMP | Hartland | Solar | Net-Metering | 6 | Active | 4480300% |  | 2022
GMP | Montpelier | Solar | Net-Metering | 7.6 | Active | 4462700% |  | 2022
GMP | Clarendon | Solar | Net-Metering | 9.8 | Active | 4459900% |  | 2022
GMP | Brattleboro | Solar | Net-Metering | 6 | Active | 4462400% |  | 2022
GMP | Wallingford | Solar | Net-Metering | 6 | Active | 4466400% |  | 2022
GMP | Sharon | Solar | Net-Metering | 9.6 | Active | 4474900% |  | 2022
GMP | Shelburne | Solar | Net-Metering | 3.8 | Active | 4459600% |  | 2022
GMP | Rochester | Solar | Net-Metering | 3.54 | Active | 4483700% |  | 2022
GMP | St. Johnsbury | Solar | Net-Metering | 8.85 | Active | 4464100% |  | 2022
GMP | Bennington | Solar | Net-Metering | 9.6 | Active | 4467700% |  | 2022
GMP | Barre City | Solar | Net-Metering | 7.6 | Active | 4460000% |  | 2022
GMP | Springfield | Solar | Net-Metering | 11.44 | Active | 4472600% |  | 2022
GMP | Thetford | Solar | Net-Metering | 5 | Active | 4471800% |  | 2022
GMP | Brattleboro | Solar | Net-Metering | 13.26 | Active | 4469400% |  | 2022
GMP | Brattleboro | Solar | Net-Metering | 11.4 | Active | 4462000% |  | 2022
GMP | Sudbury | Solar | Net-Metering | 3.84 | Active | 4462000% |  | 2022
GMP | Rutland City | Solar | Net-Metering | 6 | Active | 4461500% |  | 2022
GMP | Essex | Solar | Net-Metering | 9.8 | Active | 4462000% |  | 2022
GMP | Jericho | Solar | Net-Metering | 3.25 | Active | 4463400% |  | 2022
GMP | Clarendon | Solar | Net-Metering | 6 | Active | 4470100% |  | 2022
GMP | Hartford | Solar | Net-Metering | 7.68 | Active | 4462000% |  | 2022
GMP | Milton | Solar | Net-Metering | 3.8 | Active | 4462000% |  | 2022
GMP | Essex | Solar | Net-Metering | 9.6 | Active | 4462100% |  | 2022
GMP | Richmond | Solar | Net-Metering | 6 | Active | 4462700% |  | 2022
GMP | Weathersfield | Solar | Net-Metering | 7.67 | Active | 4472600% |  | 2022
GMP | Mount Holly | Solar | Net-Metering | 10 | Active | 4485500% |  | 2022
GMP | Essex | Solar | Net-Metering | 7.6 | Active | 4462900% |  | 2022
GMP | Mount Holly | Solar | Net-Metering | 6 | Active | 4464200% |  | 2022
GMP | Jericho | Solar | Net-Metering | 12.98 | Active | 4466600% |  | 2022
GMP | Newbury | Solar | Net-Metering | 7.6 | Active | 4368600% |  | 2019
GMP | Barre Town | Solar | Net-Metering | 10.7 | Active | 4472800% |  | 2022
GMP | Montpelier | Solar | Net-Metering | 15 | Active | 4474900% |  | 2022
GMP | Essex | Solar | Net-Metering | 10 | Active | 4462000% |  | 2022
GMP | Shelburne | Solar | Net-Metering | 7.6 | Active | 4474700% |  | 2022
GMP | Reading | Solar | Net-Metering | 14 | Active | 4480300% |  | 2022
GMP | Norwich | Solar | Net-Metering | 15 | Active | 4475600% |  | 2022
GMP | St. Johnsbury | Solar | Net-Metering | 6 | Active | 4471800% |  | 2022
GMP | South Burlington | Solar | Net-Metering | 6.2 | Active | 4465600% |  | 2022
GMP | Sandgate | Solar | Net-Metering | 9.6 | Active | 4481300% |  | 2022
GMP | Ferrisburgh | Solar | Net-Metering | 9.77 | Active | 4463600% |  | 2022
GMP | Fairlee | Solar | Net-Metering | 3.8 | Active | 4466900% |  | 2022
GMP | South Burlington | Solar | Net-Metering | 7.8 | Active | 4461700% |  | 2022
GMP | Brattleboro | Solar | Net-Metering | 10.47 | Active | 4469800% |  | 2022
GMP | Bethel | Solar | Net-Metering | 7.68 | Active | 4484400% |  | 2022
GMP | Hinesburg | Solar | Net-Metering | 11.8 | Active | 4466600% |  | 2022
GMP | Cavendish | Solar | Net-Metering | 8.55 | Active | 4473500% |  | 2022
GMP | Norwich | Solar | Net-Metering | 5.9 | Active | 4462000% |  | 2022
GMP | Jericho | Solar | Net-Metering | 14.16 | Active | 4468700% |  | 2022
GMP | Hartland | Solar | Net-Metering | 6.49 | Active | 4472600% |  | 2022
GMP | South Burlington | Solar | Net-Metering | 9.28 | Active | 4466400% |  | 2022
GMP | New Haven | Solar | Net-Metering | 7.6 | Active | 4478500% |  | 2022
GMP | Thetford | Solar | Net-Metering | 6 | Active | 4481000% |  | 2022
GMP | Colchester | Solar | Net-Metering | 10.7 | Active | 4476800% |  | 2022
GMP | Moretown | Solar | Net-Metering | 14.7 | Active | 4474300% |  | 2022
GMP | Waltham | Solar | Net-Metering | 10.8 | Active | 4474800% |  | 2022
GMP | Pomfret | Solar | Net-Metering | 2.65 | Active | 4466500% |  | 2022
GMP | Newbury | Solar | Net-Metering | 6 | Active | 4484700% |  | 2022
GMP | Norwich | Solar | Net-Metering | 5 | Active | 4479000% |  | 2022
GMP | Shelburne | Solar | Net-Metering | 7.08 | Active | 4463700% |  | 2022
GMP | Cambridge | Solar | Net-Metering | 4.13 | Active | 4461700% |  | 2022
GMP | Barre City | Solar | Net-Metering | 4.8 | Active | 4470100% |  | 2022
GMP | Vergennes | Solar | Net-Metering | 7.5 | Active | 4467000% |  | 2022
GMP | Bridgewater | Solar | Net-Metering | 9 | Active | 4471500% |  | 2022
GMP | St. Albans City | Solar | Net-Metering | 7.6 | Active | 4462300% |  | 2022
GMP | St. Albans City | Solar | Net-Metering | 3.8 | Active | 4462400% |  | 2022
GMP | Milton | Solar | Net-Metering | 5.76 | Active | 4462200% |  | 2022
GMP | Hartford | Solar | Net-Metering | 7.6 | Active | 4462300% |  | 2022
GMP | Ferrisburgh | Solar | Net-Metering | 6 | Active | 4467800% |  | 2022
GMP | Ferrisburgh | Solar | Net-Metering | 6 | Active | 4467700% |  | 2022
GMP | Williston | Solar | Net-Metering | 6 | Active | 4463800% |  | 2022
GMP | Hartland | Solar | Net-Metering | 11.4 | Active | 4467600% |  | 2022
GMP | Essex Junction | Solar | Net-Metering | 3.8 | Active | 4463600% |  | 2022
GMP | Jericho | Solar | Net-Metering | 6 | Active | 4472100% |  | 2022
GMP | Williston | Solar | Net-Metering | 6 | Active | 4468600% |  | 2022
GMP | Goshen | Solar | Net-Metering | 4.8 | Active | 4463500% |  | 2022
GMP | Brandon | Solar | Net-Metering | 19.6 | Active | 4465600% |  | 2022
GMP | Danby | Solar | Net-Metering | 11.4 | Active | 4493000% |  | 2023
GMP | Hubbardton | Solar | Net-Metering | 5.9 | Active | 4462000% |  | 2022
GMP | Bristol | Solar | Net-Metering | 3.6 | Active | 4477800% |  | 2022
GMP | Springfield | Solar | Net-Metering | 3.84 | Active | 4462400% |  | 2022
GMP | Grafton | Solar | Net-Metering | 6 | Active | 4481900% |  | 2022
GMP | Essex Junction | Solar | Net-Metering | 3.8 | Active | 4465000% |  | 2022
GMP | Colchester | Solar | Net-Metering | 6 | Active | 4471800% |  | 2022
GMP | Westminster | Solar | Net-Metering | 4.8 | Active | 4464300% |  | 2022
GMP | Windsor | Solar | Net-Metering | 6 | Active | 4472900% |  | 2022
GMP | Shelburne | Solar | Net-Metering | 15 | Active | 4464100% |  | 2022
GMP | Rutland City | Solar | Net-Metering | 3.8 | Active | 4463700% |  | 2022
GMP | Corinth | Solar | Net-Metering | 12.76 | Active | 4467300% |  | 2022
GMP | Brandon | Solar | Net-Metering | 7.7 | Active | 4476100% |  | 2022
GMP | Thetford | Solar | Net-Metering | 6.96 | Active | 4469400% |  | 2022
GMP | MIDDLETOWN SPRINGS | Solar | Net-Metering | 10.8 | Active | 4488000% |  | 2022
GMP | SHARON | Solar | Net-Metering | 8.4 | Active | 4465200% |  | 2022
GMP | WARDSBORO | Solar | Net-Metering | 15.4 | Active | 4462300% |  | 2022
GMP | GRAFTON | Solar | Net-Metering | 3 | Active | 4466200% |  | 2022
GMP | SHAFTSBURY | Solar | Net-Metering | 7.6 | Active | 4473600% |  | 2022
GMP | Ferrisburgh | Solar | Net-Metering | 8 | Active | 4462900% |  | 2022
GMP | MONTPELIER | Solar | Net-Metering | 3.8 | Active | 4465800% |  | 2022
GMP | St. Albans City | Solar | Net-Metering | 10 | Active | 4463400% |  | 2022
GMP | Essex | Solar | Net-Metering | 6.3 | Active | 4470100% |  | 2022
GMP | SHARON | Solar | Net-Metering | 11.4 | Active | 4465500% |  | 2022
GMP | SHELBURNE | Solar | Net-Metering | 6 | Active | 4473500% |  | 2022
GMP | CHARLOTTE | Solar | Net-Metering | 14.4 | Active | 4468600% |  | 2022
GMP | HARTFORD | Solar | Net-Metering | 7.6 | Active | 4482400% |  | 2022
GMP | SHAFTSBURY | Solar | Net-Metering | 6 | Active | 4467900% |  | 2022
GMP | WATERBURY | Solar | Net-Metering | 7.6 | Active | 4463500% |  | 2022
GMP | DORSET | Solar | Net-Metering | 11.31 | Active | 4475000% |  | 2022
GMP | FAIRFAX | Solar | Net-Metering | 13.2 | Active | 4476900% |  | 2022
GMP | WATERBURY | Solar | Net-Metering | 7.6 | Active | 4468700% |  | 2022
GMP | WILLISTON | Solar | Net-Metering | 3.8 | Active | 4470100% |  | 2022
GMP | WEST FAIRLEE | Solar | Net-Metering | 15.2 | Active | 4467800% |  | 2022
GMP | PITTSFORD | Solar | Net-Metering | 8.64 | Active | 4463500% |  | 2022
GMP | MANCHESTER | Solar | Net-Metering | 7.2 | Active | 4480200% |  | 2022
GMP | West Fairlee | Solar | Net-Metering | 10 | Active | 4369000% |  | 2019
GMP | Windsor | Solar | Net-Metering | 5 | Active | 4362900% |  | 2019
GMP | Springfield | Solar | Net-Metering | 10 | Active | 4371100% |  | 2019
GMP | NORWICH | Solar | Net-Metering | 10 | Active | 4470400% |  | 2022
GMP | Barre City | Solar | Net-Metering | 15.2 | Active | 4472900% |  | 2022
GMP | THETFORD | Solar | Net-Metering | 4.8 | Active | 4463500% |  | 2022
GMP | CASTLETON | Solar | Net-Metering | 9.6 | Active | 4463700% |  | 2022
GMP | VERNON | Solar | Net-Metering | 10 | Active | 4472800% |  | 2022
GMP | ESSEX | Solar | Net-Metering | 6 | Active | 4465000% |  | 2022
GMP | WEATHERSFIELD | Solar | Net-Metering | 14.64 | Active | 4464200% |  | 2022
GMP | HARTFORD | Solar | Net-Metering | 6.6 | Active | 4472000% |  | 2022
GMP | South Burlington | Solar | Net-Metering | 7.37 | Active | 4477100% |  | 2022
GMP | Rutland City | Solar | Net-Metering | 3.84 | Active | 4464200% |  | 2022
GMP | WILLISTON | Solar | Net-Metering | 7.6 | Active | 4464100% |  | 2022
GMP | BAKERSFIELD | Solar | Net-Metering | 7.7 | Active | 4476700% |  | 2022
GMP | POWNAL | Solar | Net-Metering | 7.68 | Active | 4469800% |  | 2022
GMP | St. Albans City | Solar | Net-Metering | 6 | Active | 4464200% |  | 2022
GMP | MILTON | Solar | Net-Metering | 6 | Active | 4467800% |  | 2022
GMP | Barre City | Solar | Net-Metering | 3.84 | Active | 4465500% |  | 2022
GMP | POWNAL | Solar | Net-Metering | 7.6 | Active | 4468700% |  | 2022
GMP | LANDGROVE | Solar | Net-Metering | 17.7 | Active | 4472200% |  | 2022
GMP | BRADFORD | Solar | Net-Metering | 6 | Active | 4464100% |  | 2022
GMP | Woodstock | Solar | Net-Metering | 30 | Active | 4468600% |  | 2022
GMP | South Burlington | Solar | Net-Metering | 7.6 | Active | 4478100% |  | 2022
GMP | MANCHESTER | Solar | Net-Metering | 7.68 | Active | 4492300% |  | 2022
GMP | WEATHERSFIELD | Solar | Net-Metering | 7.96 | Active | 4465900% |  | 2022
GMP | ESSEX | Solar | Net-Metering | 9.8 | Active | 4467700% |  | 2022
GMP | NEWBURY | Solar | Net-Metering | 6 | Active | 4469800% |  | 2022
GMP | Barre City | Solar | Net-Metering | 2.36 | Active | 4463800% |  | 2022
GMP | Barre City | Solar | Net-Metering | 3.8 | Active | 4467100% |  | 2022
GMP | Hartford | Solar | Net-Metering | 5 | Active | 4473600% |  | 2022
GMP | LINCOLN | Solar | Net-Metering | 7.6 | Active | 4478900% |  | 2022
GMP | NEWBURY | Solar | Net-Metering | 6 | Active | 4468700% |  | 2022
GMP | STARKSBORO | Solar | Net-Metering | 5.76 | Active | 4465700% |  | 2022
GMP | ADDISON | Solar | Net-Metering | 6 | Active | 4477700% |  | 2022
GMP | Hartford | Solar | Net-Metering | 3.8 | Active | 4465900% |  | 2022
GMP | RANDOLPH | Solar | Net-Metering | 7.6 | Active | 4467900% |  | 2022
GMP | SPRINGFIELD | Solar | Net-Metering | 6 | Active | 4474800% |  | 2022
GMP | SPRINGFIELD | Solar | Net-Metering | 13.7 | Active | 4484500% |  | 2022
GMP | WILLISTON | Solar | Net-Metering | 4.13 | Active | 4464400% |  | 2022
GMP | RANDOLPH | Solar | Net-Metering | 3.8 | Active | 4467800% |  | 2022
GMP | WATERBURY | Solar | Net-Metering | 2.95 | Active | 4468000% |  | 2022
GMP | St. Albans City | Solar | Net-Metering | 60 | Active | 4477600% |  | 2022
GMP | MILTON | Solar | Net-Metering | 3.8 | Active | 4465600% |  | 2022
GMP | CHARLOTTE | Solar | Net-Metering | 9.15 | Active | 4468600% |  | 2022
GMP | Barre City | Solar | Net-Metering | 5 | Active | 4477700% |  | 2022
GMP | Colchester | Solar | Net-Metering | 22.8 | Active | 4488700% |  | 2022
GMP | STRAFFORD | Solar | Net-Metering | 3.54 | Active | 4468700% |  | 2022
GMP | NEW HAVEN | Solar | Net-Metering | 8.85 | Active | 4468700% |  | 2022
GMP | RANDOLPH | Solar | Net-Metering | 7 | Active | 4472100% |  | 2022
GMP | SUDBURY | Solar | Net-Metering | 15 | Active | 4476100% |  | 2022
GMP | Barre City | Solar | Net-Metering | 6 | Active | 4469800% |  | 2022
GMP | South Burlington | Solar | Net-Metering | 3.8 | Active | 4468000% |  | 2022
GMP | HARTLAND | Solar | Net-Metering | 7.7 | Active | 4474100% |  | 2022
GMP | BRIDPORT | Solar | Net-Metering | 6 | Active | 4495300% |  | 2023
GMP | Rutland City | Solar | Net-Metering | 7.6 | Active | 4478100% |  | 2022
GMP | WILLIAMSTOWN | Solar | Net-Metering | 7.6 | Active | 4474200% |  | 2022
GMP | ESSEX | Solar | Net-Metering | 3.8 | Active | 4468000% |  | 2022
GMP | WILLISTON | Solar | Net-Metering | 7.6 | Active | 4469000% |  | 2022
GMP | South Burlington | Solar | Net-Metering | 7.6 | Active | 4465600% |  | 2022
GMP | WATERFORD | Solar | Net-Metering | 6 | Active | 4467700% |  | 2022
GMP | COLCHESTER | Solar | Net-Metering | 4.8 | Active | 4465900% |  | 2022
GMP | TOWNSHEND | Solar | Net-Metering | 10 | Active | 4469000% |  | 2022
GMP | RANDOLPH | Solar | Net-Metering | 8.26 | Active | 4470700% |  | 2022
GMP | St. Johnsbury | Solar | Net-Metering | 9.15 | Active | 4478400% |  | 2022
GMP | FLETCHER | Solar | Net-Metering | 8.42 | Active | 4491100% |  | 2022
GMP | St. Johnsbury | Solar | Net-Metering | 7.7 | Active | 4484400% |  | 2022
GMP | MIDDLETOWN SPRINGS | Solar | Net-Metering | 6 | Active | 4468400% |  | 2022
GMP | BERLIN | Solar | Net-Metering | 7.5 | Active | 4482400% |  | 2022
GMP | BRANDON | Solar | Net-Metering | 4.8 | Active | 4467900% |  | 2022
GMP | SHELBURNE | Solar | Net-Metering | 7.67 | Active | 4465200% |  | 2022
GMP | St. Albans Town | Solar | Net-Metering | 150 | Active | 4486800% |  | 2022
GMP | Bolton | Solar | Net-Metering | 5.22 | Active | 4472800% |  | 2022
GMP | POWNAL | Solar | Net-Metering | 6 | Active | 4467800% |  | 2022
GMP | St. Albans City | Solar | Net-Metering | 6 | Active | 4465900% |  | 2022
GMP | BRISTOL | Solar | Net-Metering | 3.8 | Active | 4468000% |  | 2022
GMP | BRISTOL | Solar | Net-Metering | 7.6 | Active | 4468000% |  | 2022
GMP | Barre City | Solar | Net-Metering | 6 | Active | 4465900% |  | 2022
GMP | CLARENDON | Solar | Net-Metering | 5.76 | Active | 4469300% |  | 2022
GMP | Barre City | Solar | Net-Metering | 6 | Active | 4465500% |  | 2022
GMP | MILTON | Solar | Net-Metering | 7.96 | Active | 4467100% |  | 2022
GMP | FAIRFAX | Solar | Net-Metering | 7 | Active | 4474000% |  | 2022
GMP | HARTFORD | Solar | Net-Metering | 3.8 | Active | 4467900% |  | 2022
GMP | VERGENNES | Solar | Net-Metering | 3.84 | Active | 4470800% |  | 2022
GMP | MILTON | Solar | Net-Metering | 6 | Active | 4469000% |  | 2022
GMP | TUNBRIDGE | Solar | Net-Metering | 3.84 | Active | 4472600% |  | 2022
GMP | Barre City | Solar | Net-Metering | 6 | Active | 4467700% |  | 2022
GMP | MILTON | Solar | Net-Metering | 6 | Active | 4476300% |  | 2022
GMP | Hartland | Solar | Net-Metering | 7.68 | Active | 4466200% |  | 2022
GMP | WAITSFIELD | Solar | Net-Metering | 14.16 | Active | 4476800% |  | 2022
GMP | LUDLOW | Solar | Net-Metering | 12 | Active | 4476400% |  | 2022
GMP | WESTON | Solar | Net-Metering | 10 | Active | 4472600% |  | 2022
GMP | HARTLAND | Solar | Net-Metering | 4.8 | Active | 4465700% |  | 2022
GMP | RYEGATE | Solar | Net-Metering | 3.6 | Active | 4471500% |  | 2022
GMP | DORSET | Solar | Net-Metering | 6.96 | Active | 4479800% |  | 2022
GMP | DORSET | Solar | Net-Metering | 7.68 | Active | 4473400% |  | 2022
GMP | SPRINGFIELD | Solar | Net-Metering | 3.8 | Active | 4475400% |  | 2022
GMP | WEYBRIDGE | Solar | Net-Metering | 4.42 | Active | 4481300% |  | 2022
GMP | POULTNEY | Solar | Net-Metering | 5 | Active | 4466200% |  | 2022
GMP | WATERBURY | Solar | Net-Metering | 10 | Active | 4470800% |  | 2022
GMP | UNDERHILL | Solar | Net-Metering | 10.62 | Active | 4471200% |  | 2022
GMP | ROYALTON | Solar | Net-Metering | 4.72 | Active | 4469100% |  | 2022
GMP | WAITSFIELD | Solar | Net-Metering | 14.75 | Active | 4484000% |  | 2022
GMP | WILLISTON | Solar | Net-Metering | 9.44 | Active | 4468600% |  | 2022
GMP | BRIDPORT | Solar | Net-Metering | 12.68 | Active | 4478500% |  | 2022
GMP | GEORGIA | Solar | Net-Metering | 10 | Active | 4478100% |  | 2022
GMP | Rutland City | Solar | Net-Metering | 9.8 | Active | 4466900% |  | 2022
GMP | SUNDERLAND | Solar | Net-Metering | 6.4 | Active | 4467200% |  | 2022
GMP | STRAFFORD | Solar | Net-Metering | 11.4 | Active | 4484600% |  | 2022
GMP | BRANDON | Solar | Net-Metering | 10 | Active | 4487300% |  | 2022
GMP | ESSEX | Solar | Net-Metering | 7.08 | Active | 4471900% |  | 2022
GMP | PITTSFIELD | Solar | Net-Metering | 5 | Active | 4468600% |  | 2022
GMP | Essex | Solar | Net-Metering | 11.7 | Active | 4478500% |  | 2022
GMP | Essex | Solar | Net-Metering | 5.4 | Active | 4476800% |  | 2022
GMP | WINDSOR | Solar | Net-Metering | 6 | Active | 4467700% |  | 2022
GMP | WEST RUTLAND | Solar | Net-Metering | 5.9 | Active | 4470400% |  | 2022
GMP | NORWICH | Solar | Net-Metering | 9 | Active | 4471500% |  | 2022
GMP | WATERFORD | Solar | Net-Metering | 3.8 | Active | 4472700% |  | 2022
GMP | St. Albans City | Solar | Net-Metering | 6 | Active | 4467800% |  | 2022
GMP | LONDONDERRY | Solar | Net-Metering | 13.8 | Active | 4475700% |  | 2022
GMP | HARTLAND | Solar | Net-Metering | 6 | Active | 4468000% |  | 2022
GMP | HINESBURG | Solar | Net-Metering | 10.8 | Active | 4476100% |  | 2022
GMP | Barre City | Solar | Net-Metering | 10.8 | Active | 4470700% |  | 2022
GMP | CONCORD | Solar | Net-Metering | 5.1 | Active | 4473900% |  | 2022
GMP | WOODSTOCK | Solar | Net-Metering | 10 | Active | 4474100% |  | 2022
GMP | DANVILLE | Solar | Net-Metering | 21.48 | Active | 4478800% |  | 2022
GMP | STAMFORD | Solar | Net-Metering | 6 | Active | 4480400% |  | 2022
GMP | WESTON | Solar | Net-Metering | 10.8 | Active | 4467800% |  | 2022
GMP | WOODSTOCK | Solar | Net-Metering | 7.7 | Active | 4475400% |  | 2022
GMP | WEATHERSFIELD | Solar | Net-Metering | 15 | Active | 4473200% |  | 2022
GMP | CHESTER | Solar | Net-Metering | 7.6 | Active | 4479600% |  | 2022
GMP | St. Albans City | Solar | Net-Metering | 11.4 | Active | 4467800% |  | 2022
GMP | Essex | Solar | Net-Metering | 3.8 | Active | 4469700% |  | 2022
GMP | WILLIAMSTOWN | Solar | Net-Metering | 6 | Active | 4467300% |  | 2022
GMP | SALISBURY | Solar | Net-Metering | 3.8 | Active | 4472000% |  | 2022
GMP | COLCHESTER | Solar | Net-Metering | 6 | Active | 4475000% |  | 2022
GMP | COLCHESTER | Solar | Net-Metering | 5.01 | Active | 4480600% |  | 2022
GMP | ROYALTON | Solar | Net-Metering | 23.1 | Active | 4474800% |  | 2022
GMP | CHELSEA | Solar | Net-Metering | 10 | Active | 4473200% |  | 2022
GMP | RIPTON | Solar | Net-Metering | 8.38 | Active | 4472200% |  | 2022
GMP | MILTON | Solar | Net-Metering | 4.13 | Active | 4467100% |  | 2022
GMP | MIDDLEBURY | Solar | Net-Metering | 33 | Active | 4479000% |  | 2022
GMP | SHELDON | Solar | Net-Metering | 12.1 | Active | 4474200% |  | 2022
GMP | WEYBRIDGE | Solar | Net-Metering | 7 | Active | 4466500% |  | 2022
GMP | Essex | Solar | Net-Metering | 6 | Active | 4467700% |  | 2022
GMP | MONTPELIER | Solar | Net-Metering | 7.6 | Active | 4473400% |  | 2022
GMP | MONTPELIER | Solar | Net-Metering | 6 | Active | 4478800% |  | 2022
GMP | South Burlington | Solar | Net-Metering | 3.54 | Active | 4466600% |  | 2022
GMP | RANDOLPH | Solar | Net-Metering | 7.7 | Active | 4469900% |  | 2022
GMP | NORWICH | Solar | Net-Metering | 12 | Active | 4475600% |  | 2022
GMP | Plainfield | Solar | Net-Metering | 10 | Active | 4473300% |  | 2022
GMP | ESSEX | Solar | Net-Metering | 7.7 | Active | 4477100% |  | 2022
GMP | GRAFTON | Solar | Net-Metering | 7.6 | Active | 4471500% |  | 2022
GMP | WATERFORD | Solar | Net-Metering | 3.8 | Active | 4472500% |  | 2022
GMP | Castleton | Solar | Net-Metering | 7.67 | Active | 4479800% |  | 2022
GMP | Rutland City | Solar | Net-Metering | 8.26 | Active | 4476400% |  | 2022
GMP | MOUNT HOLLY | Solar | Net-Metering | 6.2 | Active | 4474700% |  | 2022
GMP | BRANDON | Solar | Net-Metering | 10 | Active | 4468400% |  | 2022
GMP | NEW HAVEN | Solar | Net-Metering | 5 | Active | 4477500% |  | 2022
GMP | GUILFORD | Solar | Net-Metering | 7.6 | Active | 4467900% |  | 2022
GMP | UNDERHILL | Solar | Net-Metering | 15 | Active | 4482500% |  | 2022
GMP | ESSEX | Solar | Net-Metering | 11.4 | Active | 4477700% |  | 2022
GMP | DANBY | Solar | Net-Metering | 10 | Active | 4471400% |  | 2022
GMP | TUNBRIDGE | Solar | Net-Metering | 5 | Active | 4491600% |  | 2022
GMP | MONTPELIER | Solar | Net-Metering | 6 | Active | 4470400% |  | 2022
GMP | WILLISTON | Solar | Net-Metering | 14.7 | Active | 4477500% |  | 2022
GMP | Londonderry | Solar | Net-Metering | 7.5 | Active | 4470500% |  | 2022
GMP | Rutland City | Solar | Net-Metering | 20.4 | Active | 4476400% |  | 2022
GMP | THETFORD | Solar | Net-Metering | 10 | Active | 4471500% |  | 2022
GMP | Rutland City | Solar | Net-Metering | 10 | Active | 4471500% |  | 2022
GMP | HARTLAND | Solar | Net-Metering | 10 | Active | 4483000% |  | 2022
GMP | MONKTON | Solar | Net-Metering | 6 | Active | 4468500% |  | 2022
GMP | WILLISTON | Solar | Net-Metering | 10 | Active | 4468600% |  | 2022
GMP | JERICHO | Solar | Net-Metering | 1.77 | Active | 4473600% |  | 2022
GMP | St. Johnsbury | Solar | Net-Metering | 3.8 | Active | 4470700% |  | 2022
GMP | South Burlington | Solar | Net-Metering | 5.76 | Active | 4468700% |  | 2022
GMP | CLARENDON | Solar | Net-Metering | 7.6 | Active | 4468700% |  | 2022
GMP | ESSEX | Solar | Net-Metering | 14.4 | Active | 4473300% |  | 2022
GMP | Wallingford | Solar | Net-Metering | 3.54 | Active | 4468700% |  | 2022
GMP | FLETCHER | Solar | Net-Metering | 7.7 | Active | 4474300% |  | 2022
GMP | CHARLOTTE | Solar | Net-Metering | 7.2 | Active | 4476100% |  | 2022
GMP | NORWICH | Solar | Net-Metering | 10 | Active | 4475000% |  | 2022
GMP | POULTNEY | Solar | Net-Metering | 6.49 | Active | 4479800% |  | 2022
GMP | WINOOSKI | Solar | Net-Metering | 5.9 | Active | 4476700% |  | 2022
GMP | MONKTON | Solar | Net-Metering | 8.78 | Active | 4490000% |  | 2022
GMP | BARRE TOWN | Solar | Net-Metering | 9.8 | Active | 4470100% |  | 2022
GMP | FAIRFIELD | Solar | Net-Metering | 6 | Active | 4469200% |  | 2022
GMP | St. Albans City | Solar | Net-Metering | 9.8 | Active | 4471300% |  | 2022
GMP | WILLISTON | Solar | Net-Metering | 7.67 | Active | 4470600% |  | 2022
GMP | SHELBURNE | Solar | Net-Metering | 3.83 | Active | 4470100% |  | 2022
GMP | Waterbury | Solar | Net-Metering | 7.67 | Active | 4473900% |  | 2022
GMP | Barre City | Solar | Net-Metering | 8.85 | Active | 4469300% |  | 2022
GMP | ADDISON | Solar | Net-Metering | 7.08 | Active | 4470000% |  | 2022
GMP | MOUNT HOLLY | Solar | Net-Metering | 12.21 | Active | 4471500% |  | 2022
GMP | WILLISTON | Solar | Net-Metering | 5.02 | Active | 4468700% |  | 2022
GMP | BRIDPORT | Solar | Net-Metering | 10.8 | Active | 4474000% |  | 2022
GMP | Underhill | Solar | Net-Metering | 9.8 | Active | 4468000% |  | 2022
GMP | ESSEX | Solar | Net-Metering | 7.6 | Active | 4467900% |  | 2022
GMP | PLAINFIELD | Solar | Net-Metering | 3.84 | Active | 4467900% |  | 2022
GMP | MOUNT HOLLY | Solar | Net-Metering | 3.8 | Active | 4481900% |  | 2022
GMP | Pittsford | Solar | Net-Metering | 5.76 | Active | 4468700% |  | 2022
GMP | WATERBURY | Solar | Net-Metering | 15 | Active | 4481100% |  | 2022
GMP | THETFORD | Solar | Net-Metering | 6 | Active | 4481100% |  | 2022
GMP | NORWICH | Solar | Net-Metering | 15.3 | Active | 4493000% |  | 2023
GMP | DANBY | Solar | Net-Metering | 4.8 | Active | 4474900% |  | 2022
GMP | JERICHO | Solar | Net-Metering | 10 | Active | 4475600% |  | 2022
GMP | Essex | Solar | Net-Metering | 6 | Active | 4468500% |  | 2022
GMP | COLCHESTER | Solar | Net-Metering | 7.6 | Active | 4471500% |  | 2022
GMP | BERLIN | Solar | Net-Metering | 15 | Active | 4480200% |  | 2022
GMP | South Burlington | Solar | Net-Metering | 9.6 | Active | 4488000% |  | 2022
GMP | Milton | Solar | Net-Metering | 36 | Active | 4471300% |  | 2022
GMP | Arlington | Solar | Net-Metering | 14 | Active | 4473300% |  | 2022
GMP | Woodstock | Solar | Net-Metering | 25 | Active | 4474200% |  | 2022
GMP | CHARLOTTE | Solar | Net-Metering | 7.38 | Active | 4483400% |  | 2022
GMP | WILLISTON | Solar | Net-Metering | 7.6 | Active | 4475600% |  | 2022
GMP | GUILFORD | Solar | Net-Metering | 9 | Active | 4471800% |  | 2022
GMP | Rutland Town | Solar | Net-Metering | 6 | Active | 4469800% |  | 2022
GMP | JERICHO | Solar | Net-Metering | 6.3 | Active | 4473300% |  | 2022
GMP | BRISTOL | Solar | Net-Metering | 7.6 | Active | 4478500% |  | 2022
GMP | LINCOLN | Solar | Net-Metering | 10 | Active | 4481700% |  | 2022
GMP | GEORGIA | Solar | Net-Metering | 11.4 | Active | 4474000% |  | 2022
GMP | BRANDON | Solar | Net-Metering | 5 | Active | 4476100% |  | 2022
GMP | KILLINGTON | Solar | Net-Metering | 6.96 | Active | 4486700% |  | 2022
GMP | SANDGATE | Solar | Net-Metering | 5.12 | Active | 4483000% |  | 2022
GMP | WARREN | Solar | Net-Metering | 10 | Active | 4491700% |  | 2022
GMP | STAMFORD | Solar | Net-Metering | 10 | Active | 4473200% |  | 2022
GMP | WOODSTOCK | Solar | Net-Metering | 7.8 | Active | 4469700% |  | 2022
GMP | COLCHESTER | Solar | Net-Metering | 8.85 | Active | 4478500% |  | 2022
GMP | Ferrisburgh | Solar | Net-Metering | 6.9 | Active | 4471500% |  | 2022
GMP | CHARLOTTE | Solar | Net-Metering | 4.8 | Active | 4477000% |  | 2022
GMP | TUNBRIDGE | Solar | Net-Metering | 7.7 | Active | 4477400% |  | 2022
GMP | WOODSTOCK | Solar | Net-Metering | 15 | Active | 4476300% |  | 2022
GMP | VERGENNES | Solar | Net-Metering | 7.08 | Active | 4485500% |  | 2022
GMP | WEST WINDSOR | Solar | Net-Metering | 7.6 | Active | 4475500% |  | 2022
GMP | NORWICH | Solar | Net-Metering | 7.2 | Active | 4483000% |  | 2022
GMP | SHELDON | Solar | Net-Metering | 3.8 | Active | 4473600% |  | 2022
GMP | WATERBURY | Solar | Net-Metering | 9.12 | Active | 4469900% |  | 2022
GMP | WEYBRIDGE | Solar | Net-Metering | 12 | Active | 4486900% |  | 2022
GMP | MILTON | Solar | Net-Metering | 11.7 | Active | 4478800% |  | 2022
GMP | HARTLAND | Solar | Net-Metering | 7.2 | Active | 4481000% |  | 2022
GMP | Ferrisburgh | Solar | Net-Metering | 5.1 | Active | 4473300% |  | 2022
GMP | Ferrisburgh | Solar | Net-Metering | 5.86 | Active | 4481200% |  | 2022
GMP | RUPERT | Solar | Net-Metering | 10.88 | Active | 4483700% |  | 2022
GMP | CABOT | Solar | Net-Metering | 10 | Active | 4471400% |  | 2022
GMP | HINESBURG | Solar | Net-Metering | 12.98 | Active | 4482700% |  | 2022
GMP | COLCHESTER | Solar | Net-Metering | 7.08 | Active | 4478500% |  | 2022
GMP | CHARLOTTE | Solar | Net-Metering | 5.31 | Active | 4475000% |  | 2022
GMP | JERICHO | Solar | Net-Metering | 11.8 | Active | 4478100% |  | 2022
GMP | UNDERHILL | Solar | Net-Metering | 3.84 | Active | 4469300% |  | 2022
GMP | St. Johnsbury | Solar | Net-Metering | 10 | Active | 4478400% |  | 2022
GMP | South Burlington | Solar | Net-Metering | 6 | Active | 4475500% |  | 2022
GMP | STRAFFORD | Solar | Net-Metering | 7.6 | Active | 4486000% |  | 2022
GMP | ORWELL | Solar | Net-Metering | 10 | Active | 4478500% |  | 2022
GMP | WEST HAVEN | Solar | Net-Metering | 3.84 | Active | 4472200% |  | 2022
GMP | VERGENNES | Solar | Net-Metering | 10 | Active | 4469300% |  | 2022
GMP | SHELBURNE | Solar | Net-Metering | 7.38 | Active | 4488000% |  | 2022
GMP | VERGENNES | Solar | Net-Metering | 6 | Active | 4469800% |  | 2022
GMP | SHAFTSBURY | Solar | Net-Metering | 10 | Active | 4475400% |  | 2022
GMP | STAMFORD | Solar | Net-Metering | 15.4 | Active | 4471500% |  | 2022
GMP | SHELBURNE | Solar | Net-Metering | 11.4 | Active | 4479800% |  | 2022
GMP | HARTLAND | Solar | Net-Metering | 7.7 | Active | 4475400% |  | 2022
GMP | PITTSFORD | Solar | Net-Metering | 10 | Active | 4490400% |  | 2022
GMP | UNDERHILL | Solar | Net-Metering | 5.9 | Active | 4473600% |  | 2022
GMP | St. Albans City | Solar | Net-Metering | 5.01 | Active | 4475400% |  | 2022
GMP | HINESBURG | Solar | Net-Metering | 14.75 | Active | 4479900% |  | 2022
GMP | COLCHESTER | Solar | Net-Metering | 10 | Active | 4478800% |  | 2022
GMP | READSBORO | Solar | Net-Metering | 7.6 | Active | 4473900% |  | 2022
GMP | South Burlington | Solar | Net-Metering | 6 | Active | 4469700% |  | 2022
GMP | BARRE CITY | Solar | Net-Metering | 3.84 | Active | 4472100% |  | 2022
GMP | NEWFANE | Solar | Net-Metering | 10 | Active | 4472500% |  | 2022
GMP | Wallingford | Solar | Net-Metering | 10.88 | Active | 4489700% |  | 2022
GMP | FAIRFAX | Solar | Net-Metering | 5 | Active | 4488800% |  | 2022
GMP | Rockingham | Solar | Net-Metering | 7.33 | Active | 4476400% |  | 2022
GMP | Ferrisburgh | Solar | Net-Metering | 9.44 | Active | 4474300% |  | 2022
GMP | NORWICH | Solar | Net-Metering | 5.9 | Active | 4480300% |  | 2022
GMP | HARTFORD | Solar | Net-Metering | 10 | Active | 4475300% |  | 2022
GMP | COLCHESTER | Solar | Net-Metering | 3.8 | Active | 4474900% |  | 2022
GMP | Royalton | Solar | Net-Metering | 21.4 | Active | 4490300% |  | 2022
GMP | NORTHFIELD | Solar | Net-Metering | 5 | Active | 4476400% |  | 2022
GMP | Strafford | Solar | Net-Metering | 5 | Active | 4483300% |  | 2022
GMP | BRIDPORT | Solar | Net-Metering | 14.4 | Active | 4479200% |  | 2022
GMP | HUNTINGTON | Solar | Net-Metering | 3.8 | Active | 4470400% |  | 2022
GMP | HINESBURG | Solar | Net-Metering | 13.8 | Active | 4475700% |  | 2022
GMP | Rutland City | Solar | Net-Metering | 5.76 | Active | 4477100% |  | 2022
GMP | THETFORD | Solar | Net-Metering | 6 | Active | 4475400% |  | 2022
GMP | Charlotte | Solar | Net-Metering | 14.7 | Active | 4491600% |  | 2022
GMP | BRANDON | Solar | Net-Metering | 5 | Active | 4470600% |  | 2022
GMP | St. Johnsbury | Solar | Net-Metering | 11.4 | Active | 4476900% |  | 2022
GMP | Essex | Solar | Net-Metering | 7.8 | Active | 4479100% |  | 2022
GMP | CHARLOTTE | Solar | Net-Metering | 8.1 | Active | 4480600% |  | 2022
GMP | WILLISTON | Solar | Net-Metering | 6.9 | Active | 4473400% |  | 2022
GMP | Hartford | Solar | Net-Metering | 6 | Active | 4477500% |  | 2022
GMP | WEATHERSFIELD | Solar | Net-Metering | 11.4 | Active | 4481900% |  | 2022
GMP | South Burlington | Solar | Net-Metering | 4.8 | Active | 4477000% |  | 2022
GMP | MILTON | Solar | Net-Metering | 3.8 | Active | 4480200% |  | 2022
GMP | WEST WINDSOR | Solar | Net-Metering | 6 | Active | 4470000% |  | 2022
GMP | Rutland City | Solar | Net-Metering | 3.8 | Active | 4485100% |  | 2022
GMP | BRATTLEBORO | Solar | Net-Metering | 7.68 | Active | 4469400% |  | 2022
GMP | ESSEX | Solar | Net-Metering | 12.6 | Active | 4479200% |  | 2022
GMP | BRATTLEBORO | Solar | Net-Metering | 6 | Active | 4476000% |  | 2022
GMP | WILLISTON | Solar | Net-Metering | 5.3 | Active | 4480600% |  | 2022
GMP | CHARLOTTE | Solar | Net-Metering | 14 | Active | 4486500% |  | 2022
GMP | SANDGATE | Solar | Net-Metering | 9.6 | Active | 4483200% |  | 2022
GMP | BARNET | Solar | Net-Metering | 7.67 | Active | 4486700% |  | 2022
GMP | SHELDON | Solar | Net-Metering | 6 | Active | 4472800% |  | 2022
GMP | Rutland City | Solar | Net-Metering | 10 | Active | 4480400% |  | 2022
GMP | TINMOUTH | Solar | Net-Metering | 8.2 | Active | 4478100% |  | 2022
GMP | South Burlington | Solar | Net-Metering | 11.4 | Active | 4475400% |  | 2022
GMP | Rutland City | Solar | Net-Metering | 6 | Active | 4478800% |  | 2022
GMP | WATERFORD | Solar | Net-Metering | 6 | Active | 4472900% |  | 2022
GMP | BARNARD | Solar | Net-Metering | 21.5 | Active | 4488600% |  | 2022
GMP | WEST RUTLAND | Solar | Net-Metering | 10 | Active | 4474200% |  | 2022
GMP | WINOOSKI | Solar | Net-Metering | 7.6 | Active | 4473300% |  | 2022
GMP | CHARLOTTE | Solar | Net-Metering | 6 | Active | 4470000% |  | 2022
GMP | BRISTOL | Solar | Net-Metering | 10 | Active | 4470400% |  | 2022
GMP | WATERBURY | Solar | Net-Metering | 7.2 | Active | 4476800% |  | 2022
GMP | POWNAL | Solar | Net-Metering | 8.12 | Active | 4472000% |  | 2022
GMP | PUTNEY | Solar | Net-Metering | 9.07 | Active | 4479700% |  | 2022
GMP | Concord | Solar | Net-Metering | 6 | Active | 4476900% |  | 2022
GMP | COLCHESTER | Solar | Net-Metering | 3.8 | Active | 4480200% |  | 2022
GMP | MILTON | Solar | Net-Metering | 11.52 | Active | 4476400% |  | 2022
GMP | WILMINGTON | Solar | Net-Metering | 22.8 | Active | 4485900% |  | 2022
GMP | St. Johnsbury | Solar | Net-Metering | 6 | Active | 4474800% |  | 2022
GMP | UNDERHILL | Solar | Net-Metering | 3.8 | Active | 4470400% |  | 2022
GMP | South Burlington | Solar | Net-Metering | 3.8 | Active | 4472600% |  | 2022
GMP | Barre City | Solar | Net-Metering | 3.8 | Active | 4472600% |  | 2022
GMP | HINESBURG | Solar | Net-Metering | 7.6 | Active | 4470800% |  | 2022
GMP | Essex | Solar | Net-Metering | 7.6 | Active | 4470600% |  | 2022
GMP | South Burlington | Solar | Net-Metering | 7.5 | Active | 4479500% |  | 2022
GMP | Rutland City | Solar | Net-Metering | 7.4 | Active | 4474000% |  | 2022
GMP | PANTON | Solar | Net-Metering | 7.7 | Active | 4475300% |  | 2022
GMP | JERICHO | Solar | Net-Metering | 7.7 | Active | 4476800% |  | 2022
GMP | South Burlington | Solar | Net-Metering | 7.6 | Active | 4488000% |  | 2022
GMP | Hartford | Solar | Net-Metering | 10 | Active | 4477000% |  | 2022
GMP | SHELBURNE | Solar | Net-Metering | 5.6 | Active | 4473500% |  | 2022
GMP | RANDOLPH | Solar | Net-Metering | 7.7 | Active | 4476000% |  | 2022
GMP | SHELBURNE | Solar | Net-Metering | 9.3 | Active | 4483100% |  | 2022
GMP | WATERFORD | Solar | Net-Metering | 9.74 | Active | 4479900% |  | 2022
GMP | South Burlington | Solar | Net-Metering | 12.39 | Active | 4477600% |  | 2022
GMP | WILMINGTON | Solar | Net-Metering | 14.67 | Active | 4475300% |  | 2022
GMP | WESTMINSTER | Solar | Net-Metering | 7.6 | Active | 4483300% |  | 2022
GMP | Shelburne | Solar | Net-Metering | 17.6 | Active | 4483100% |  | 2022
GMP | Strafford | Solar | Net-Metering | 15 | Active | 4478800% |  | 2022
GMP | ROCHESTER | Solar | Net-Metering | 7.7 | Active | 4478200% |  | 2022
GMP | BROOKLINE | Solar | Net-Metering | 13.61 | Active | 4473500% |  | 2022
GMP | Rochester | Solar | Net-Metering | 10 | Active | 4489400% |  | 2022
GMP | CHITTENDEN | Solar | Net-Metering | 5.76 | Active | 4474900% |  | 2022
GMP | BETHEL | Solar | Net-Metering | 3.8 | Active | 4473300% |  | 2022
GMP | CHESTER | Solar | Net-Metering | 5 | Active | 4479500% |  | 2022
GMP | DANVILLE | Solar | Net-Metering | 15 | Active | 4475700% |  | 2022
GMP | GEORGIA | Solar | Net-Metering | 13.6 | Active | 4474800% |  | 2022
GMP | South Burlington | Solar | Net-Metering | 6 | Active | 4470700% |  | 2022
GMP | HARTLAND | Solar | Net-Metering | 6.3 | Active | 4479100% |  | 2022
GMP | CHITTENDEN | Solar | Net-Metering | 12.3 | Active | 4481700% |  | 2022
GMP | ESSEX | Solar | Net-Metering | 3.8 | Active | 4473400% |  | 2022
GMP | Rutland City | Solar | Net-Metering | 13.8 | Active | 4483300% |  | 2022
GMP | Essex | Solar | Net-Metering | 10 | Active | 4471800% |  | 2022
GMP | Manchester | Solar | Net-Metering | 8 | Active | 4485100% |  | 2022
GMP | WINDSOR | Solar | Net-Metering | 3.8 | Active | 4479100% |  | 2022
GMP | MILTON | Solar | Net-Metering | 10 | Active | 4474300% |  | 2022
GMP | WELLS | Solar | Net-Metering | 12 | Active | 4480500% |  | 2022
GMP | UNDERHILL | Solar | Net-Metering | 3.8 | Active | 4478300% |  | 2022
GMP | BENNINGTON | Solar | Net-Metering | 6 | Active | 4473400% |  | 2022
GMP | BRATTLEBORO | Solar | Net-Metering | 2.79 | Active | 4479600% |  | 2022
GMP | ESSEX | Solar | Net-Metering | 6 | Active | 4471400% |  | 2022
GMP | South Burlington | Solar | Net-Metering | 3.84 | Active | 4472000% |  | 2022
GMP | Essex | Solar | Net-Metering | 6 | Active | 4473500% |  | 2022
GMP | Essex | Solar | Net-Metering | 10 | Active | 4474200% |  | 2022
GMP | NORWICH | Solar | Net-Metering | 7.6 | Active | 4477500% |  | 2022
GMP | CHESTER | Solar | Net-Metering | 6 | Active | 4476200% |  | 2022
GMP | Pittsfield | Solar | Net-Metering | 7.25 | Active | 4471900% |  | 2022
GMP | COLCHESTER | Solar | Net-Metering | 8.6 | Active | 4485900% |  | 2022
GMP | BRATTLEBORO | Solar | Net-Metering | 7.6 | Active | 4478400% |  | 2022
GMP | South Burlington | Solar | Net-Metering | 4.5 | Active | 4480600% |  | 2022
GMP | POMFRET | Solar | Net-Metering | 11.4 | Active | 4488700% |  | 2022
GMP | BRADFORD | Solar | Net-Metering | 6 | Active | 4474900% |  | 2022
GMP | CASTLETON | Solar | Net-Metering | 6 | Active | 4472000% |  | 2022
GMP | COLCHESTER | Solar | Net-Metering | 10 | Active | 4480600% |  | 2022
GMP | WOODSTOCK | Solar | Net-Metering | 3 | Active | 4475000% |  | 2022
GMP | MANCHESTER | Solar | Net-Metering | 9.6 | Active | 4479100% |  | 2022
GMP | DORSET | Solar | Net-Metering | 12.48 | Active | 4482400% |  | 2022
GMP | WATERFORD | Solar | Net-Metering | 7.6 | Active | 4474800% |  | 2022
GMP | MONTPELIER | Solar | Net-Metering | 14.75 | Active | 4484800% |  | 2022
GMP | PUTNEY | Solar | Net-Metering | 5 | Active | 4484500% |  | 2022
GMP | MONTPELIER | Solar | Net-Metering | 7.6 | Active | 4486600% |  | 2022
GMP | ESSEX | Solar | Net-Metering | 7.6 | Active | 4472800% |  | 2022
GMP | COLCHESTER | Solar | Net-Metering | 7.6 | Active | 4477500% |  | 2022
GMP | WESTMINSTER | Solar | Net-Metering | 6.28 | Active | 4478100% |  | 2022
GMP | Ferrisburgh | Solar | Net-Metering | 5.8 | Active | 4472200% |  | 2022
GMP | CORNWALL | Solar | Net-Metering | 13 | Active | 4481200% |  | 2022
GMP | BARRE TOWN | Solar | Net-Metering | 7.3 | Active | 4475600% |  | 2022
GMP | NORWICH | Solar | Net-Metering | 5 | Active | 4495600% |  | 2023
GMP | SHARON | Solar | Net-Metering | 5.05 | Active | 4480200% |  | 2022
GMP | NORWICH | Solar | Net-Metering | 6.79 | Active | 4479100% |  | 2022
GMP | WORCESTER | Solar | Net-Metering | 14 | Active | 4476900% |  | 2022
GMP | WINOOSKI | Solar | Net-Metering | 6 | Active | 4482500% |  | 2022
GMP | COLCHESTER | Solar | Net-Metering | 3.8 | Active | 4478900% |  | 2022
GMP | WATERFORD | Solar | Net-Metering | 3.8 | Active | 4474000% |  | 2022
GMP | NORWICH | Solar | Net-Metering | 10 | Active | 4474100% |  | 2022
GMP | GEORGIA | Solar | Net-Metering | 6 | Active | 4474000% |  | 2022
GMP | PITTSFIELD | Solar | Net-Metering | 7.26 | Active | 4475300% |  | 2022
GMP | WATERBURY | Solar | Net-Metering | 7.6 | Active | 4478800% |  | 2022
GMP | ORWELL | Solar | Net-Metering | 7.6 | Active | 4476900% |  | 2022
GMP | South Burlington | Solar | Net-Metering | 6 | Active | 4480400% |  | 2022
GMP | CHESTER | Solar | Net-Metering | 7.6 | Active | 4482000% |  | 2022
GMP | STRATTON | Solar | Net-Metering | 5 | Active | 4478400% |  | 2022
GMP | WESTFORD | Solar | Net-Metering | 15.2 | Active | 4490300% |  | 2022
GMP | WINOOSKI | Solar | Net-Metering | 7.08 | Active | 4482300% |  | 2022
GMP | POMFRET | Solar | Net-Metering | 15 | Active | 4489300% |  | 2022
GMP | MILTON | Solar | Net-Metering | 3.8 | Active | 4474200% |  | 2022
GMP | SHAFTSBURY | Solar | Net-Metering | 15 | Active | 4488600% |  | 2022
GMP | SHAFTSBURY | Solar | Net-Metering | 4.93 | Active | 4477100% |  | 2022
GMP | MONTPELIER | Solar | Net-Metering | 7.6 | Active | 4473900% |  | 2022
GMP | SPRINGFIELD | Solar | Net-Metering | 6 | Active | 4476800% |  | 2022
GMP | St. Johnsbury | Solar | Net-Metering | 3.8 | Active | 4475700% |  | 2022
GMP | SHELBURNE | Solar | Net-Metering | 7.6 | Active | 4474700% |  | 2022
GMP | Barre City | Solar | Net-Metering | 7.7 | Active | 4483100% |  | 2022
GMP | GUILFORD | Solar | Net-Metering | 11.4 | Active | 4480200% |  | 2022
GMP | BARNARD | Solar | Net-Metering | 13 | Active | 4474700% |  | 2022
GMP | CHARLOTTE | Solar | Net-Metering | 7.6 | Active | 4473300% |  | 2022
GMP | BRISTOL | Solar | Net-Metering | 15.37 | Active | 4495100% |  | 2023
GMP | WAITSFIELD | Solar | Net-Metering | 11.4 | Active | 4479800% |  | 2022
GMP | WATERBURY | Solar | Net-Metering | 7.6 | Active | 4479100% |  | 2022
GMP | BRADFORD | Solar | Net-Metering | 12 | Active | 4494500% |  | 2023
GMP | St. Albans City | Solar | Net-Metering | 10 | Active | 4472900% |  | 2022
GMP | WINHALL | Solar | Net-Metering | 10 | Active | 4486600% |  | 2022
GMP | South Burlington | Solar | Net-Metering | 5.7 | Active | 4477600% |  | 2022
GMP | BRIDGEWATER | Solar | Net-Metering | 6 | Active | 4479700% |  | 2022
GMP | UNDERHILL | Solar | Net-Metering | 10.5 | Active | 4477400% |  | 2022
GMP | NORTHFIELD | Solar | Net-Metering | 10 | Active | 4479700% |  | 2022
GMP | Hartford | Solar | Net-Metering | 9.6 | Active | 4477500% |  | 2022
GMP | Royalton | Solar | Net-Metering | 15 | Active | 4481300% |  | 2022
GMP | Hartford | Solar | Net-Metering | 11.4 | Active | 4481000% |  | 2022
GMP | NEWBURY | Solar | Net-Metering | 10 | Active | 4478900% |  | 2022
GMP | ESSEX | Solar | Net-Metering | 7.6 | Active | 4488600% |  | 2022
GMP | MILTON | Solar | Net-Metering | 7.6 | Active | 4476400% |  | 2022
GMP | CHARLOTTE | Solar | Net-Metering | 6.48 | Active | 4486100% |  | 2022
GMP | BERLIN | Solar | Net-Metering | 6 | Active | 4474200% |  | 2022
GMP | SPRINGFIELD | Solar | Net-Metering | 6 | Active | 4476000% |  | 2022
GMP | SHELBURNE | Solar | Net-Metering | 10.2 | Active | 4494900% |  | 2023
GMP | MARSHFIELD | Solar | Net-Metering | 7.6 | Active | 4488300% |  | 2022
GMP | NEWFANE | Solar | Net-Metering | 5.22 | Active | 4482400% |  | 2022
GMP | Castleton | Solar | Net-Metering | 3.6 | Active | 4484800% |  | 2022
GMP | WELLS | Solar | Net-Metering | 10 | Active | 4486800% |  | 2022
GMP | WEYBRIDGE | Solar | Net-Metering | 10 | Active | 4475300% |  | 2022
GMP | BRISTOL | Solar | Net-Metering | 7.6 | Active | 4477100% |  | 2022
GMP | St. Albans City | Solar | Net-Metering | 10 | Active | 4475700% |  | 2022
GMP | MONTPELIER | Solar | Net-Metering | 13.8 | Active | 4481200% |  | 2022
GMP | VERGENNES | Solar | Net-Metering | 6 | Active | 4476400% |  | 2022
GMP | Essex | Solar | Net-Metering | 5.9 | Active | 4476300% |  | 2022
GMP | BETHEL | Solar | Net-Metering | 7.7 | Active | 4481900% |  | 2022
GMP | BRANDON | Solar | Net-Metering | 18 | Active | 4486500% |  | 2022
GMP | MILTON | Solar | Net-Metering | 10 | Active | 4476300% |  | 2022
GMP | FAIRFAX | Solar | Net-Metering | 9.8 | Active | 4476400% |  | 2022
GMP | HINESBURG | Solar | Net-Metering | 10 | Active | 4483100% |  | 2022
GMP | WHITINGHAM | Solar | Net-Metering | 8.2 | Active | 4476800% |  | 2022
GMP | WINDSOR | Solar | Net-Metering | 22.8 | Active | 4477400% |  | 2022
GMP | MILTON | Solar | Net-Metering | 3.5 | Active | 4477000% |  | 2022
GMP | Essex | Solar | Net-Metering | 3.54 | Active | 4478800% |  | 2022
GMP | SHELBURNE | Solar | Net-Metering | 7.6 | Active | 4475400% |  | 2022
GMP | DANVILLE | Solar | Net-Metering | 3.25 | Active | 4485200% |  | 2022
GMP | CASTLETON | Solar | Net-Metering | 14.75 | Active | 4479900% |  | 2022
GMP | JERICHO | Solar | Net-Metering | 17.11 | Active | 4480200% |  | 2022
GMP | CHITTENDEN | Solar | Net-Metering | 15 | Active | 4477500% |  | 2022
GMP | CAMBRIDGE | Solar | Net-Metering | 5.9 | Active | 4481900% |  | 2022
GMP | SHAFTSBURY | Solar | Net-Metering | 13.57 | Active | 4479100% |  | 2022
GMP | JAMAICA | Solar | Net-Metering | 13.2 | Active | 4483700% |  | 2022
GMP | ESSEX | Solar | Net-Metering | 6 | Active | 4476200% |  | 2022
GMP | St. Albans City | Solar | Net-Metering | 6 | Active | 4475600% |  | 2022
GMP | JERICHO | Solar | Net-Metering | 10 | Active | 4476800% |  | 2022
GMP | WILLISTON | Solar | Net-Metering | 7.6 | Active | 4473900% |  | 2022
GMP | WILLISTON | Solar | Net-Metering | 6 | Active | 4473900% |  | 2022
GMP | HARTLAND | Solar | Net-Metering | 5 | Active | 4494900% |  | 2023
GMP | CLARENDON | Solar | Net-Metering | 7.08 | Active | 4476400% |  | 2022
GMP | SHELBURNE | Solar | Net-Metering | 8.3 | Active | 4481200% |  | 2022
GMP | ESSEX | Solar | Net-Metering | 7.6 | Active | 4478400% |  | 2022
GMP | JERICHO | Solar | Net-Metering | 15 | Active | 4478500% |  | 2022
GMP | Essex | Solar | Net-Metering | 3.8 | Active | 4488300% |  | 2022
GMP | WILLISTON | Solar | Net-Metering | 9.44 | Active | 4477100% |  | 2022
GMP | WARREN | Solar | Net-Metering | 20.06 | Active | 4490800% |  | 2022
GMP | CORNWALL | Solar | Net-Metering | 5.31 | Active | 4495600% |  | 2023
GMP | STRAFFORD | Solar | Net-Metering | 10 | Active | 4487900% |  | 2022
GMP | South Burlington | Solar | Net-Metering | 5.76 | Active | 4474200% |  | 2022
GMP | WAITSFIELD | Solar | Net-Metering | 5.9 | Active | 4481900% |  | 2022
GMP | Hartford | Solar | Net-Metering | 10 | Active | 4481300% |  | 2022
GMP | CHARLOTTE | Solar | Net-Metering | 15 | Active | 4485800% |  | 2022
GMP | WATERFORD | Solar | Net-Metering | 13.18 | Active | 4479900% |  | 2022
GMP | ANDOVER | Solar | Net-Metering | 9.77 | Active | 4481100% |  | 2022
GMP | St. Albans City | Solar | Net-Metering | 10.92 | Active | 4487300% |  | 2022
GMP | POWNAL | Solar | Net-Metering | 15.3 | Active | 4490800% |  | 2022
GMP | LEICESTER | Solar | Net-Metering | 7.83 | Active | 4475300% |  | 2022
GMP | WEATHERSFIELD | Solar | Net-Metering | 5.4 | Active | 4481700% |  | 2022
GMP | GEORGIA | Solar | Net-Metering | 7.6 | Active | 4480400% |  | 2022
GMP | HARTFORD | Solar | Net-Metering | 12 | Active | 4491700% |  | 2022
GMP | Ripton | Solar | Net-Metering | 11.4 | Active | 4487400% |  | 2022
GMP | MOUNT HOLLY | Solar | Net-Metering | 9.6 | Active | 4486500% |  | 2022
GMP | SHELBURNE | Solar | Net-Metering | 17.5 | Active | 4478500% |  | 2022
GMP | CHARLOTTE | Solar | Net-Metering | 4.5 | Active | 4479100% |  | 2022
GMP | CHARLOTTE | Solar | Net-Metering | 11 | Active | 4477700% |  | 2022
GMP | WEST RUTLAND | Solar | Net-Metering | 7.68 | Active | 4474200% |  | 2022
GMP | South Burlington | Solar | Net-Metering | 22.8 | Active | 4491500% |  | 2022
GMP | WEATHERSFIELD | Solar | Net-Metering | 5 | Active | 4484600% |  | 2022
GMP | STRAFFORD | Solar | Net-Metering | 12.9 | Active | 4482400% |  | 2022
GMP | WASHINGTON | Solar | Net-Metering | 10 | Active | 4475600% |  | 2022
GMP | WILLISTON | Solar | Net-Metering | 7.6 | Active | 4478900% |  | 2022
GMP | COLCHESTER | Solar | Net-Metering | 5.6 | Active | 4487300% |  | 2022
GMP | SHELBURNE | Solar | Net-Metering | 7.7 | Active | 4481300% |  | 2022
GMP | UNDERHILL | Solar | Net-Metering | 4.1 | Active | 4481600% |  | 2022
GMP | WILLISTON | Solar | Net-Metering | 9 | Active | 4477700% |  | 2022
GMP | POMFRET | Solar | Net-Metering | 8.1 | Active | 4489300% |  | 2022
GMP | HARTLAND | Solar | Net-Metering | 5.4 | Active | 4485100% |  | 2022
GMP | SPRINGFIELD | Solar | Net-Metering | 3.8 | Active | 4483100% |  | 2022
GMP | Brandon | Solar | Net-Metering | 11.4 | Active | 4487200% |  | 2022
GMP | Essex | Solar | Net-Metering | 10.2 | Active | 4482500% |  | 2022
GMP | MONTPELIER | Solar | Net-Metering | 13 | Active | 4482600% |  | 2022
GMP | RIPTON | Solar | Net-Metering | 6.79 | Active | 4482500% |  | 2022
GMP | MENDON | Solar | Net-Metering | 8.2 | Active | 4489300% |  | 2022
GMP | ESSEX | Solar | Net-Metering | 6 | Active | 4476400% |  | 2022
GMP | St. Albans City | Solar | Net-Metering | 3.8 | Active | 4486500% |  | 2022
GMP | MILTON | Solar | Net-Metering | 6 | Active | 4477500% |  | 2022
GMP | BETHEL | Solar | Net-Metering | 7 | Active | 4482000% |  | 2022
GMP | BARRE CITY | Solar | Net-Metering | 3.8 | Active | 4476900% |  | 2022
GMP | MILTON | Solar | Net-Metering | 7.6 | Active | 4475400% |  | 2022
GMP | South Burlington | Solar | Net-Metering | 6 | Active | 4476400% |  | 2022
GMP | St. Johnsbury | Solar | Net-Metering | 13.8 | Active | 4483200% |  | 2022
GMP | COLCHESTER | Solar | Net-Metering | 3.8 | Active | 4477800% |  | 2022
GMP | MIDDLEBURY | Solar | Net-Metering | 6 | Active | 4476800% |  | 2022
GMP | Rutland City | Solar | Net-Metering | 6 | Active | 4476400% |  | 2022
GMP | Essex | Solar | Net-Metering | 10 | Active | 4475500% |  | 2022
GMP | WINDHAM | Solar | Net-Metering | 7.6 | Active | 4492300% |  | 2022
GMP | ORWELL | Solar | Net-Metering | 10 | Active | 4489700% |  | 2022
GMP | WEATHERSFIELD | Solar | Net-Metering | 15 | Active | 4487900% |  | 2022
GMP | WATERBURY | Solar | Net-Metering | 8.78 | Active | 4481600% |  | 2022
GMP | WINHALL | Solar | Net-Metering | 4.64 | Active | 4484100% |  | 2022
GMP | WEATHERSFIELD | Solar | Net-Metering | 5 | Active | 4488600% |  | 2022
GMP | UNDERHILL | Solar | Net-Metering | 6 | Active | 4476800% |  | 2022
GMP | COLCHESTER | Solar | Net-Metering | 10.2 | Active | 4492500% |  | 2022
GMP | South Burlington | Solar | Net-Metering | 5.9 | Active | 4478500% |  | 2022
GMP | MOUNT HOLLY | Solar | Net-Metering | 3.8 | Active | 4480400% |  | 2022
GMP | COLCHESTER | Solar | Net-Metering | 3.8 | Active | 4480600% |  | 2022
GMP | COLCHESTER | Solar | Net-Metering | 6 | Active | 4484100% |  | 2022
GMP | South Burlington | Solar | Net-Metering | 7.6 | Active | 4476200% |  | 2022
GMP | FAIRFAX | Solar | Net-Metering | 6 | Active | 4477500% |  | 2022
GMP | Essex | Solar | Net-Metering | 6 | Active | 4476200% |  | 2022
GMP | Rutland City | Solar | Net-Metering | 8.2 | Active | 4491700% |  | 2022
GMP | SHAFTSBURY | Solar | Net-Metering | 6 | Active | 4489300% |  | 2022
GMP | COLCHESTER | Solar | Net-Metering | 10 | Active | 4482300% |  | 2022
GMP | RIPTON | Solar | Net-Metering | 5.51 | Active | 4476400% |  | 2022
GMP | CHITTENDEN | Solar | Net-Metering | 4.8 | Active | 4487400% |  | 2022
GMP | UNDERHILL | Solar | Net-Metering | 3.8 | Active | 4475700% |  | 2022
GMP | MILTON | Solar | Net-Metering | 13.8 | Active | 4481900% |  | 2022
GMP | COLCHESTER | Solar | Net-Metering | 6 | Active | 4477800% |  | 2022
GMP | DANBY | Solar | Net-Metering | 5.4 | Active | 4480500% |  | 2022
GMP | JERICHO | Solar | Net-Metering | 7.97 | Active | 4480600% |  | 2022
GMP | WATERBURY | Solar | Net-Metering | 4.7 | Active | 4480500% |  | 2022
GMP | Waterbury | Solar | Net-Metering | 14.66 | Active | 4486500% |  | 2022
GMP | HARTLAND | Solar | Net-Metering | 9.3 | Active | 4481300% |  | 2022
GMP | Manchester | Solar | Net-Metering | 6.91 | Active | 4488700% |  | 2022
GMP | WATERFORD | Solar | Net-Metering | 14 | Active | 4479900% |  | 2022
GMP | WILLIAMSTOWN | Solar | Net-Metering | 6 | Active | 4476900% |  | 2022
GMP | RANDOLPH | Solar | Net-Metering | 6 | Active | 4477000% |  | 2022
GMP | South Burlington | Solar | Net-Metering | 8.85 | Active | 4484700% |  | 2022
GMP | WOODSTOCK | Solar | Net-Metering | 2.36 | Active | 4486600% |  | 2022
GMP | St. Johnsbury | Solar | Net-Metering | 15.4 | Active | 4477800% |  | 2022
GMP | Hartford | Solar | Net-Metering | 10 | Active | 4475600% |  | 2022
GMP | JAMAICA | Solar | Net-Metering | 5.8 | Active | 4488300% |  | 2022
GMP | HINESBURG | Solar | Net-Metering | 15 | Active | 4488100% |  | 2022
GMP | ROXBURY | Solar | Net-Metering | 10.8 | Active | 4489500% |  | 2022
GMP | Rutland City | Solar | Net-Metering | 14.7 | Active | 4480300% |  | 2022
GMP | SHOREHAM | Solar | Net-Metering | 4.4 | Active | 4479100% |  | 2022
GMP | COLCHESTER | Solar | Net-Metering | 11.4 | Active | 4480600% |  | 2022
GMP | WESTMINSTER | Solar | Net-Metering | 7.6 | Active | 4484100% |  | 2022
GMP | FAIRFAX | Solar | Net-Metering | 11.7 | Active | 4486700% |  | 2022
GMP | BRISTOL | Solar | Net-Metering | 7.6 | Active | 4486200% |  | 2022
GMP | Essex | Solar | Net-Metering | 6 | Active | 4493200% |  | 2023
GMP | WATERBURY | Solar | Net-Metering | 12.44 | Active | 4483400% |  | 2022
GMP | BRISTOL | Solar | Net-Metering | 3.8 | Active | 4487900% |  | 2022
GMP | WINHALL | Solar | Net-Metering | 8.9 | Active | 4485400% |  | 2022
GMP | WILMINGTON | Solar | Net-Metering | 10 | Active | 4486700% |  | 2022
GMP | FAYSTON | Solar | Net-Metering | 7.8 | Active | 4479100% |  | 2022
GMP | POWNAL | Solar | Net-Metering | 9.8 | Active | 4483100% |  | 2022
GMP | ESSEX | Solar | Net-Metering | 5.86 | Active | 4481300% |  | 2022
GMP | Essex | Solar | Net-Metering | 7.08 | Active | 4479100% |  | 2022
GMP | WATERBURY | Solar | Net-Metering | 4.72 | Active | 4483400% |  | 2022
GMP | WILLISTON | Solar | Net-Metering | 6.3 | Active | 4479800% |  | 2022
GMP | ARLINGTON | Solar | Net-Metering | 16.51 | Active | 4487200% |  | 2022
GMP | WARREN | Solar | Net-Metering | 9.6 | Active | 4489300% |  | 2022
GMP | CAMBRIDGE | Solar | Net-Metering | 5.46 | Active | 4479900% |  | 2022
GMP | GEORGIA | Solar | Net-Metering | 3.6 | Active | 4478100% |  | 2022
GMP | DOVER | Solar | Net-Metering | 15 | Active | 4487900% |  | 2022
GMP | RANDOLPH | Solar | Net-Metering | 7.6 | Active | 4484400% |  | 2022
GMP | Essex | Solar | Net-Metering | 5.02 | Active | 4481000% |  | 2022
GMP | WOODSTOCK | Solar | Net-Metering | 12 | Active | 4482000% |  | 2022
GMP | HINESBURG | Solar | Net-Metering | 8.7 | Active | 4480500% |  | 2022
GMP | South Burlington | Solar | Net-Metering | 10.33 | Active | 4481900% |  | 2022
GMP | WAITSFIELD | Solar | Net-Metering | 7.2 | Active | 4478200% |  | 2022
GMP | COLCHESTER | Solar | Net-Metering | 12 | Active | 4493200% |  | 2023
GMP | WAITSFIELD | Solar | Net-Metering | 5.4 | Active | 4479100% |  | 2022
GMP | Barre Town | Solar | Net-Metering | 3.84 | Active | 4476900% |  | 2022
GMP | Barre City | Solar | Net-Metering | 6 | Active | 4477100% |  | 2022
GMP | East Montpelier | Solar | Net-Metering | 12.09 | Active | 4483000% |  | 2022
GMP | CHARLOTTE | Solar | Net-Metering | 4.72 | Active | 4482700% |  | 2022
GMP | Barre City | Solar | Net-Metering | 7.6 | Active | 4479700% |  | 2022
GMP | Hartford | Solar | Net-Metering | 12 | Active | 4480500% |  | 2022
GMP | WARREN | Solar | Net-Metering | 6.49 | Active | 4485300% |  | 2022
GMP | South Burlington | Solar | Net-Metering | 7.97 | Active | 4486900% |  | 2022
GMP | BARRE TOWN | Solar | Net-Metering | 7.6 | Active | 4483700% |  | 2022
GMP | CORNWALL | Solar | Net-Metering | 7.6 | Active | 4488000% |  | 2022
GMP | MILTON | Solar | Net-Metering | 5.31 | Active | 4482400% |  | 2022
GMP | FAIRFAX | Solar | Net-Metering | 5.31 | Active | 4484400% |  | 2022
GMP | MILTON | Solar | Net-Metering | 4.72 | Active | 4485300% |  | 2022
GMP | SHAFTSBURY | Solar | Net-Metering | 10.03 | Active | 4485100% |  | 2022
GMP | NEW HAVEN | Solar | Net-Metering | 10 | Active | 4485800% |  | 2022
GMP | ESSEX | Solar | Net-Metering | 7.6 | Active | 4479000% |  | 2022
GMP | WESTMINSTER | Solar | Net-Metering | 7.6 | Active | 4483800% |  | 2022
GMP | WINOOSKI | Solar | Net-Metering | 7.6 | Active | 4483400% |  | 2022
GMP | Barre City | Solar | Net-Metering | 6 | Active | 4483400% |  | 2022
GMP | South Burlington | Solar | Net-Metering | 3.8 | Active | 4481700% |  | 2022
GMP | COLCHESTER | Solar | Net-Metering | 3.8 | Active | 4483400% |  | 2022
GMP | WILLISTON | Solar | Net-Metering | 7.6 | Active | 4480300% |  | 2022
GMP | Barre City | Solar | Net-Metering | 6 | Active | 4480400% |  | 2022
GMP | WINOOSKI | Solar | Net-Metering | 3.8 | Active | 4485900% |  | 2022
GMP | GEORGIA | Solar | Net-Metering | 10 | Active | 4477600% |  | 2022
GMP | South Burlington | Solar | Net-Metering | 7.6 | Active | 4483000% |  | 2022
GMP | ADDISON | Solar | Net-Metering | 10 | Active | 4484100% |  | 2022
GMP | Springfield | Solar | Net-Metering | 13.6 | Active | 4485200% |  | 2022
GMP | CHESTER | Solar | Net-Metering | 20.7 | Active | 4491700% |  | 2022
GMP | Barre Town | Solar | Net-Metering | 7.7 | Active | 4489600% |  | 2022
GMP | Middlebury | Solar | Net-Metering | 15.8 | Active | 4493100% |  | 2023
GMP | WILLISTON | Solar | Net-Metering | 8.4 | Active | 4481800% |  | 2022
GMP | Essex Junction | Solar | Net-Metering | 10.9 | Active | 4492400% |  | 2022
GMP | WOODSTOCK | Solar | Net-Metering | 7.6 | Active | 4483700% |  | 2022
GMP | South Burlington | Solar | Net-Metering | 22.8 | Active | 4489700% |  | 2022
GMP | Londonderry | Solar | Net-Metering | 20 | Active | 4489300% |  | 2022
GMP | Essex | Solar | Net-Metering | 3.8 | Active | 4477700% |  | 2022
GMP | CLARENDON | Solar | Net-Metering | 5.76 | Active | 4478300% |  | 2022
GMP | Hartford | Solar | Net-Metering | 15.4 | Active | 4489600% |  | 2022
GMP | South Burlington | Solar | Net-Metering | 5.9 | Active | 4481800% |  | 2022
GMP | BROOKFIELD | Solar | Net-Metering | 11 | Active | 4480400% |  | 2022
GMP | UNDERHILL | Solar | Net-Metering | 7.6 | Active | 4479500% |  | 2022
GMP | CHARLOTTE | Solar | Net-Metering | 7.92 | Active | 4487200% |  | 2022
GMP | CHELSEA | Solar | Net-Metering | 10 | Active | 4489600% |  | 2022
GMP | CHARLOTTE | Solar | Net-Metering | 11.8 | Active | 4481700% |  | 2022
GMP | ANDOVER | Solar | Net-Metering | 12 | Active | 4483200% |  | 2022
GMP | THETFORD | Solar | Net-Metering | 10 | Active | 4486200% |  | 2022
GMP | ESSEX | Solar | Net-Metering | 6 | Active | 4479600% |  | 2022
GMP | Danville | Solar | Net-Metering | 7.6 | Active | 4482600% |  | 2022
GMP | THETFORD | Solar | Net-Metering | 7.6 | Active | 4492400% |  | 2022
GMP | COLCHESTER | Solar | Net-Metering | 6 | Active | 4485500% |  | 2022
GMP | FAIRFAX | Solar | Net-Metering | 6 | Active | 4482600% |  | 2022
GMP | St. Johnsbury | Solar | Net-Metering | 3.8 | Active | 4480400% |  | 2022
GMP | BRATTLEBORO | Solar | Net-Metering | 12.56 | Active | 4485800% |  | 2022
GMP | BRIDGEWATER | Solar | Net-Metering | 12 | Active | 4482700% |  | 2022
GMP | MONKTON | Solar | Net-Metering | 11.4 | Active | 4486100% |  | 2022
GMP | BOLTON | Solar | Net-Metering | 10 | Active | 4487400% |  | 2022
GMP | St. Johnsbury | Solar | Net-Metering | 6 | Active | 4482400% |  | 2022
GMP | CHITTENDEN | Solar | Net-Metering | 3.8 | Active | 4481300% |  | 2022
GMP | SHELBURNE | Solar | Net-Metering | 7.6 | Active | 4480400% |  | 2022
GMP | Wardsboro | Solar | Net-Metering | 11.6 | Active | 4490800% |  | 2022
GMP | COLCHESTER | Solar | Net-Metering | 9 | Active | 4494600% |  | 2023
GMP | PAWLET | Solar | Net-Metering | 5.22 | Active | 4486900% |  | 2022
GMP | COLCHESTER | Solar | Net-Metering | 7.6 | Active | 4483400% |  | 2022
GMP | PAWLET | Solar | Net-Metering | 3.8 | Active | 4483200% |  | 2022
GMP | NORWICH | Solar | Net-Metering | 8.1 | Active | 4483700% |  | 2022
GMP | MIDDLEBURY | Solar | Net-Metering | 11.88 | Active | 4484700% |  | 2022
GMP | CHARLOTTE | Solar | Net-Metering | 7.38 | Active | 4482400% |  | 2022
GMP | Waterbury | Solar | Net-Metering | 12.01 | Active | 4483400% |  | 2022
GMP | St. Albans City | Solar | Net-Metering | 7.6 | Active | 4478400% |  | 2022
GMP | Cavendish | Solar | Net-Metering | 11.4 | Active | 4495700% |  | 2023
GMP | PUTNEY | Solar | Net-Metering | 10 | Active | 4483400% |  | 2022
GMP | MENDON | Solar | Net-Metering | 15 | Active | 4492300% |  | 2022
GMP | FLETCHER | Solar | Net-Metering | 8.4 | Active | 4481700% |  | 2022
GMP | BRATTLEBORO | Solar | Net-Metering | 11.4 | Active | 4481300% |  | 2022
GMP | HINESBURG | Solar | Net-Metering | 9.3 | Active | 4483100% |  | 2022
GMP | CHESTER | Solar | Net-Metering | 6 | Active | 4485900% |  | 2022
GMP | Dorset | Solar | Net-Metering | 7.6 | Active | 4486100% |  | 2022
GMP | ESSEX | Solar | Net-Metering | 9 | Active | 4484400% |  | 2022
GMP | MILTON | Solar | Net-Metering | 8.7 | Active | 4483400% |  | 2022
GMP | BERLIN | Solar | Net-Metering | 7.6 | Active | 4481600% |  | 2022
GMP | St. Albans City | Solar | Net-Metering | 9.9 | Active | 4484700% |  | 2022
GMP | Rutland City | Solar | Net-Metering | 6 | Active | 4483400% |  | 2022
GMP | CHARLOTTE | Solar | Net-Metering | 10.98 | Active | 4486500% |  | 2022
GMP | SHELBURNE | Solar | Net-Metering | 6 | Active | 4488600% |  | 2022
GMP | FAIRLEE | Solar | Net-Metering | 14 | Active | 4482500% |  | 2022
GMP | SWANTON | Solar | Net-Metering | 4.5 | Active | 4482000% |  | 2022
GMP | CHESTER | Solar | Net-Metering | 10 | Active | 4486100% |  | 2022
GMP | WINOOSKI | Solar | Net-Metering | 3.54 | Active | 4488800% |  | 2022
GMP | BRAINTREE | Solar | Net-Metering | 6.79 | Active | 4481600% |  | 2022
GMP | WINOOSKI | Solar | Net-Metering | 6 | Active | 4491500% |  | 2022
GMP | MIDDLEBURY | Solar | Net-Metering | 6.96 | Active | 4478400% |  | 2022
GMP | South Burlington | Solar | Net-Metering | 6 | Active | 4488800% |  | 2022
GMP | BENNINGTON | Solar | Net-Metering | 10 | Active | 4491600% |  | 2022
GMP | HARTFORD | Solar | Net-Metering | 10 | Active | 4481900% |  | 2022
GMP | POWNAL | Solar | Net-Metering | 6.96 | Active | 4478800% |  | 2022
GMP | St. Albans City | Solar | Net-Metering | 6 | Active | 4493000% |  | 2023
GMP | RIPTON | Solar | Net-Metering | 4.93 | Active | 4484800% |  | 2022
GMP | WEYBRIDGE | Solar | Net-Metering | 5.9 | Active | 4485800% |  | 2022
GMP | NORWICH | Solar | Net-Metering | 9.15 | Active | 4488200% |  | 2022
GMP | BARNET | Solar | Net-Metering | 5.9 | Active | 4482700% |  | 2022
GMP | ESSEX | Solar | Net-Metering | 10 | Active | 4483700% |  | 2022
GMP | ESSEX JUNCTION | Solar | Net-Metering | 2.95 | Active | 4483100% |  | 2022
GMP | UNDERHILL | Solar | Net-Metering | 10.5 | Active | 4483100% |  | 2022
GMP | DANVILLE | Solar | Net-Metering | 4.42 | Active | 4485900% |  | 2022
GMP | St. Albans City | Solar | Net-Metering | 9.6 | Active | 4487500% |  | 2022
GMP | CHARLOTTE | Solar | Net-Metering | 8.1 | Active | 4485500% |  | 2022
GMP | COLCHESTER | Solar | Net-Metering | 6 | Active | 4483800% |  | 2022
GMP | WATERBURY | Solar | Net-Metering | 7.2 | Active | 4484000% |  | 2022
GMP | COLCHESTER | Solar | Net-Metering | 6 | Active | 4487500% |  | 2022
GMP | GEORGIA | Solar | Net-Metering | 6 | Active | 4492200% |  | 2022
GMP | Rupert | Solar | Net-Metering | 3.8 | Active | 4484500% |  | 2022
GMP | St. Albans City | Solar | Net-Metering | 6 | Active | 4482300% |  | 2022
GMP | COLCHESTER | Solar | Net-Metering | 3.8 | Active | 4485300% |  | 2022
GMP | MIDDLEBURY | Solar | Net-Metering | 3.84 | Active | 4480600% |  | 2022
GMP | NEWBURY | Solar | Net-Metering | 6 | Active | 4481200% |  | 2022
GMP | CHARLOTTE | Solar | Net-Metering | 7.2 | Active | 4483100% |  | 2022
GMP | PROCTOR | Solar | Net-Metering | 6 | Active | 4485900% |  | 2022
GMP | Essex | Solar | Net-Metering | 3 | Active | 4482700% |  | 2022
GMP | BRADFORD | Solar | Net-Metering | 6 | Active | 4487500% |  | 2022
GMP | FAIRFAX | Solar | Net-Metering | 15 | Active | 4489500% |  | 2022
GMP | RANDOLPH | Solar | Net-Metering | 6 | Active | 4487500% |  | 2022
GMP | BRAINTREE | Solar | Net-Metering | 15 | Active | 4490800% |  | 2022
GMP | Weathersfield | Solar | Net-Metering | 7 | Active | 4491600% |  | 2022
GMP | ADDISON | Solar | Net-Metering | 7.08 | Active | 4484400% |  | 2022
GMP | Dummerston | Solar | Net-Metering | 7 | Active | 4481100% |  | 2022
GMP | ORWELL | Solar | Net-Metering | 10 | Active | 4488800% |  | 2022
GMP | BRIDPORT | Solar | Net-Metering | 7.97 | Active | 4486500% |  | 2022
GMP | HARTLAND | Solar | Net-Metering | 10 | Active | 4484400% |  | 2022
GMP | COLCHESTER | Solar | Net-Metering | 6.6 | Active | 4494300% |  | 2023
GMP | SHOREHAM | Solar | Net-Metering | 10 | Active | 4480300% |  | 2022
GMP | GEORGIA | Solar | Net-Metering | 8.1 | Active | 4488800% |  | 2022
GMP | MIDDLETOWN SPRINGS | Solar | Net-Metering | 6.6 | Active | 4482000% |  | 2022
GMP | St. Johnsbury | Solar | Net-Metering | 3 | Active | 4486800% |  | 2022
GMP | Barre City | Solar | Net-Metering | 3.8 | Active | 4482600% |  | 2022
GMP | Barre City | Solar | Net-Metering | 6 | Active | 4486000% |  | 2022
GMP | St. Johnsbury | Solar | Net-Metering | 7.67 | Active | 4486000% |  | 2022
GMP | BRISTOL | Solar | Net-Metering | 11 | Active | 4481600% |  | 2022
GMP | Springfield | Solar | Net-Metering | 3.8 | Active | 4482300% |  | 2022
GMP | St. Johnsbury | Solar | Net-Metering | 12 | Active | 4488000% |  | 2022
GMP | St. Albans City | Solar | Net-Metering | 6 | Active | 4482500% |  | 2022
GMP | Rutland City | Solar | Net-Metering | 10.03 | Active | 4491700% |  | 2022
GMP | South Burlington | Solar | Net-Metering | 3.84 | Active | 4484400% |  | 2022
GMP | ROYALTON | Solar | Net-Metering | 10.62 | Active | 4487900% |  | 2022
GMP | COLCHESTER | Solar | Net-Metering | 4.72 | Active | 4493200% |  | 2023
GMP | POMFRET | Solar | Net-Metering | 11.5 | Active | 4484600% |  | 2022
GMP | Hartford | Solar | Net-Metering | 14.7 | Active | 4484700% |  | 2022
GMP | WARREN | Solar | Net-Metering | 4.43 | Active | 4488100% |  | 2022
GMP | Rutland City | Solar | Net-Metering | 6 | Active | 4493700% |  | 2023
GMP | Arlington | Solar | Net-Metering | 14.7 | Active | 4493200% |  | 2023
GMP | BETHEL | Solar | Net-Metering | 6.19 | Active | 4482000% |  | 2022
GMP | South Burlington | Solar | Net-Metering | 3.54 | Active | 4488000% |  | 2022
GMP | MIDDLEBURY | Solar | Net-Metering | 5.31 | Active | 4488700% |  | 2022
GMP | BOLTON | Solar | Net-Metering | 6 | Active | 4483100% |  | 2022
GMP | CHESTER | Solar | Net-Metering | 6 | Active | 4490200% |  | 2022
GMP | BRANDON | Solar | Net-Metering | 11.4 | Active | 4484400% |  | 2022
GMP | Essex | Solar | Net-Metering | 3.8 | Active | 4484800% |  | 2022
GMP | SHELBURNE | Solar | Net-Metering | 5.31 | Active | 4485100% |  | 2022
GMP | BRANDON | Solar | Net-Metering | 7.6 | Active | 4482400% |  | 2022
GMP | St. Johnsbury | Solar | Net-Metering | 6 | Active | 4483700% |  | 2022
GMP | Barre City | Solar | Net-Metering | 7.6 | Active | 4483400% |  | 2022
GMP | Essex | Solar | Net-Metering | 10 | Active | 4483100% |  | 2022
GMP | POMFRET | Solar | Net-Metering | 15 | Active | 4493200% |  | 2023
GMP | WOODSTOCK | Solar | Net-Metering | 5.9 | Active | 4490100% |  | 2022
GMP | HARTLAND | Solar | Net-Metering | 9.74 | Active | 4485100% |  | 2022
GMP | RANDOLPH | Solar | Net-Metering | 3.6 | Active | 4487200% |  | 2022
GMP | Barre City | Solar | Net-Metering | 7.6 | Active | 4485300% |  | 2022
GMP | WOODSTOCK | Solar | Net-Metering | 5.76 | Active | 4488800% |  | 2022
GMP | RANDOLPH | Solar | Net-Metering | 5 | Active | 4485800% |  | 2022
GMP | MENDON | Solar | Net-Metering | 3.8 | Active | 4487900% |  | 2022
GMP | South Burlington | Solar | Net-Metering | 7.7 | Active | 4484400% |  | 2022
GMP | MONTPELIER | Solar | Net-Metering | 3.25 | Active | 4486500% |  | 2022
GMP | WINHALL | Solar | Net-Metering | 6.46 | Active | 4490900% |  | 2022
GMP | UNDERHILL | Solar | Net-Metering | 11.1 | Active | 4490400% |  | 2022
GMP | SPRINGFIELD | Solar | Net-Metering | 6.8 | Active | 4485300% |  | 2022
GMP | SPRINGFIELD | Solar | Net-Metering | 10.97 | Active | 4488700% |  | 2022
GMP | MIDDLEBURY | Solar | Net-Metering | 3.8 | Active | 4481900% |  | 2022
GMP | MONKTON | Solar | Net-Metering | 11.7 | Active | 4485500% |  | 2022
GMP | Essex | Solar | Net-Metering | 3.8 | Active | 4484600% |  | 2022
GMP | CLARENDON | Solar | Net-Metering | 11.4 | Active | 4485500% |  | 2022
GMP | WARREN | Solar | Net-Metering | 6.49 | Active | 4490000% |  | 2022
GMP | St. Albans City | Solar | Net-Metering | 7.38 | Active | 4487400% |  | 2022
GMP | COLCHESTER | Solar | Net-Metering | 3.8 | Active | 4487400% |  | 2022
GMP | ROCKINGHAM | Solar | Net-Metering | 12.18 | Active | 4486600% |  | 2022
GMP | BARNET | Solar | Net-Metering | 10.6 | Active | 4484800% |  | 2022
GMP | DUMMERSTON | Solar | Net-Metering | 7.6 | Active | 4488700% |  | 2022
GMP | SHELBURNE | Solar | Net-Metering | 7.6 | Active | 4488000% |  | 2022
GMP | CHARLOTTE | Solar | Net-Metering | 10 | Active | 4493200% |  | 2023
GMP | St. Albans City | Solar | Net-Metering | 6 | Active | 4489700% |  | 2022
GMP | Manchester | Solar | Net-Metering | 10 | Active | 4485500% |  | 2022
GMP | DANVILLE | Solar | Net-Metering | 3.8 | Active | 4488000% |  | 2022
GMP | TOWNSHEND | Solar | Net-Metering | 7.33 | Active | 4484100% |  | 2022
GMP | BENNINGTON | Solar | Net-Metering | 10.03 | Active | 4482300% |  | 2022
GMP | MILTON | Solar | Net-Metering | 9.6 | Active | 4486500% |  | 2022
GMP | ANDOVER | Solar | Net-Metering | 6 | Active | 4495600% |  | 2023
GMP | South Burlington | Solar | Net-Metering | 7.6 | Active | 4481600% |  | 2022
GMP | SHELBURNE | Solar | Net-Metering | 13.8 | Active | 4487200% |  | 2022
GMP | CHARLOTTE | Solar | Net-Metering | 5.9 | Active | 4485900% |  | 2022
GMP | RANDOLPH | Solar | Net-Metering | 14.7 | Active | 4481200% |  | 2022
GMP | WOODSTOCK | Solar | Net-Metering | 7.2 | Active | 4491600% |  | 2022
GMP | CHESTER | Solar | Net-Metering | 5 | Active | 4485300% |  | 2022
GMP | JERICHO | Solar | Net-Metering | 6 | Active | 4483700% |  | 2022
GMP | Essex | Solar | Net-Metering | 6.9 | Active | 4487400% |  | 2022
GMP | CASTLETON | Solar | Net-Metering | 10.2 | Active | 4491700% |  | 2022
GMP | CHARLOTTE | Solar | Net-Metering | 14.1 | Active | 4489500% |  | 2022
GMP | WARREN | Solar | Net-Metering | 6.3 | Active | 4486700% |  | 2022
GMP | Clarendon | Solar | Net-Metering | 15 | Active | 4486100% |  | 2022
GMP | LEICESTER | Solar | Net-Metering | 12 | Active | 4489600% |  | 2022
GMP | Rutland City | Solar | Net-Metering | 8.4 | Active | 4482700% |  | 2022
GMP | ROYALTON | Solar | Net-Metering | 7.7 | Active | 4490300% |  | 2022
GMP | WALLINGFORD | Solar | Net-Metering | 3.8 | Active | 4484400% |  | 2022
GMP | SHELBURNE | Solar | Net-Metering | 6 | Active | 4483700% |  | 2022
GMP | CORNWALL | Solar | Net-Metering | 6 | Active | 4484800% |  | 2022
GMP | HARTLAND | Solar | Net-Metering | 5 | Active | 4488000% |  | 2022
GMP | Essex | Solar | Net-Metering | 6 | Active | 4486500% |  | 2022
GMP | LINCOLN | Solar | Net-Metering | 10.4 | Active | 4481200% |  | 2022
GMP | MONTPELIER | Solar | Net-Metering | 6 | Active | 4486000% |  | 2022
GMP | COLCHESTER | Solar | Net-Metering | 11.4 | Active | 4491500% |  | 2022
GMP | BARRE CITY | Solar | Net-Metering | 5 | Active | 4484600% |  | 2022
GMP | MONTPELIER | Solar | Net-Metering | 15 | Active | 4492300% |  | 2022
GMP | TUNBRIDGE | Solar | Net-Metering | 5 | Active | 4494600% |  | 2023
GMP | STRAFFORD | Solar | Net-Metering | 11.4 | Active | 4494600% |  | 2023
GMP | COLCHESTER | Solar | Net-Metering | 6 | Active | 4494200% |  | 2023
GMP | NEWBURY | Solar | Net-Metering | 7.7 | Active | 4486900% |  | 2022
GMP | HARTLAND | Solar | Net-Metering | 7.6 | Active | 4493200% |  | 2023
GMP | STRAFFORD | Solar | Net-Metering | 7.7 | Active | 4490000% |  | 2022
GMP | WILMINGTON | Solar | Net-Metering | 5 | Active | 4489500% |  | 2022
GMP | DUMMERSTON | Solar | Net-Metering | 15 | Active | 4491600% |  | 2022
GMP | SHELBURNE | Solar | Net-Metering | 9.77 | Active | 4484800% |  | 2022
GMP | Springfield | Solar | Net-Metering | 3 | Active | 4493000% |  | 2023
GMP | GEORGIA | Solar | Net-Metering | 5.9 | Active | 4491100% |  | 2022
GMP | MONTPELIER | Solar | Net-Metering | 5.02 | Active | 4490700% |  | 2022
GMP | CORNWALL | Solar | Net-Metering | 14.7 | Active | 4490800% |  | 2022
GMP | BRAINTREE | Solar | Net-Metering | 13 | Active | 4492400% |  | 2022
GMP | Rutland City | Solar | Net-Metering | 16 | Active | 4492200% |  | 2022
GMP | WINHALL | Solar | Net-Metering | 7.6 | Active | 4488800% |  | 2022
GMP | MONTPELIER | Solar | Net-Metering | 7.6 | Active | 4492200% |  | 2022
GMP | WILLISTON | Solar | Net-Metering | 6.3 | Active | 4486700% |  | 2022
GMP | HARTLAND | Solar | Net-Metering | 14.4 | Active | 4485900% |  | 2022
GMP | SHAFTSBURY | Solar | Net-Metering | 6.96 | Active | 4482300% |  | 2022
GMP | SWANTON | Solar | Net-Metering | 7.6 | Active | 4484100% |  | 2022
GMP | Ferrisburgh | Solar | Net-Metering | 5.57 | Active | 4482400% |  | 2022
GMP | Rutland City | Solar | Net-Metering | 15.2 | Active | 4488300% |  | 2022
GMP | HINESBURG | Solar | Net-Metering | 11.4 | Active | 4484800% |  | 2022
GMP | BOLTON | Solar | Net-Metering | 6.49 | Active | 4489400% |  | 2022
GMP | MONKTON | Solar | Net-Metering | 15 | Active | 4495100% |  | 2023
GMP | WEATHERSFIELD | Solar | Net-Metering | 9.44 | Active | 4489400% |  | 2022
GMP | SHARON | Solar | Net-Metering | 6.79 | Active | 4492400% |  | 2022
GMP | Essex | Solar | Net-Metering | 3.8 | Active | 4487400% |  | 2022
GMP | Essex | Solar | Net-Metering | 6 | Active | 4487400% |  | 2022
GMP | WINOOSKI | Solar | Net-Metering | 6 | Active | 4485900% |  | 2022
GMP | South Burlington | Solar | Net-Metering | 9.15 | Active | 4490300% |  | 2022
GMP | SHELBURNE | Solar | Net-Metering | 8.56 | Active | 4487400% |  | 2022
GMP | WEYBRIDGE | Solar | Net-Metering | 6 | Active | 4485500% |  | 2022
GMP | West Windsor | Solar | Net-Metering | 7.6 | Active | 4495000% |  | 2023
GMP | SHOREHAM | Solar | Net-Metering | 6 | Active | 4490000% |  | 2022
GMP | Essex | Solar | Net-Metering | 6 | Active | 4485800% |  | 2022
GMP | LINCOLN | Solar | Net-Metering | 14.64 | Active | 4486800% |  | 2022
GMP | PANTON | Solar | Net-Metering | 9.57 | Active | 4485500% |  | 2022
GMP | WHITINGHAM | Solar | Net-Metering | 8.4 | Active | 4485800% |  | 2022
GMP | PANTON | Solar | Net-Metering | 10 | Active | 4488600% |  | 2022
GMP | MONTPELIER | Solar | Net-Metering | 3.8 | Active | 4486000% |  | 2022
GMP | SHAFTSBURY | Solar | Net-Metering | 3.54 | Active | 4488700% |  | 2022
GMP | KILLINGTON | Solar | Net-Metering | 7.2 | Active | 4490100% |  | 2022
GMP | MONKTON | Solar | Net-Metering | 10.2 | Active | 4490300% |  | 2022
GMP | WILLISTON | Solar | Net-Metering | 7.2 | Active | 4490700% |  | 2022
GMP | WILLISTON | Solar | Net-Metering | 4.13 | Active | 4490300% |  | 2022
GMP | Cambridge | Solar | Net-Metering | 6 | Active | 4486700% |  | 2022
GMP | WOODSTOCK | Solar | Net-Metering | 13.2 | Active | 4489700% |  | 2022
GMP | South Burlington | Solar | Net-Metering | 6 | Active | 4485800% |  | 2022
GMP | HINESBURG | Solar | Net-Metering | 6.2 | Active | 4486600% |  | 2022
GMP | MONKTON | Solar | Net-Metering | 7.38 | Active | 4486100% |  | 2022
GMP | East Montpelier | Solar | Net-Metering | 15.2 | Active | 4492300% |  | 2022
GMP | WEST WINDSOR | Solar | Net-Metering | 11.4 | Active | 4494300% |  | 2023
GMP | WEYBRIDGE | Solar | Net-Metering | 4.8 | Active | 4486800% |  | 2022
GMP | STARKSBORO | Solar | Net-Metering | 6 | Active | 4487200% |  | 2022
GMP | CORNWALL | Solar | Net-Metering | 15 | Active | 4493100% |  | 2023
GMP | BRANDON | Solar | Net-Metering | 7.5 | Active | 4487500% |  | 2022
GMP | GUILFORD | Solar | Net-Metering | 9.86 | Active | 4489400% |  | 2022
GMP | ANDOVER | Solar | Net-Metering | 4.88 | Active | 4490300% |  | 2022
GMP | HARTFORD | Solar | Net-Metering | 6 | Active | 4485800% |  | 2022
GMP | DANVILLE | Solar | Net-Metering | 7.92 | Active | 4487300% |  | 2022
GMP | Hartford | Solar | Net-Metering | 12 | Active | 4490000% |  | 2022
GMP | WILLISTON | Solar | Net-Metering | 4.5 | Active | 4491500% |  | 2022
GMP | Plymouth | Solar | Net-Metering | 5.4 | Active | 4495100% |  | 2023
GMP | BRATTLEBORO | Solar | Net-Metering | 15 | Active | 4487500% |  | 2022
GMP | READING | Solar | Net-Metering | 14 | Active | 4492300% |  | 2022
GMP | MILTON | Solar | Net-Metering | 8.7 | Active | 4495300% |  | 2023
GMP | MANCHESTER | Solar | Net-Metering | 6.91 | Active | 4490400% |  | 2022
GMP | South Burlington | Solar | Net-Metering | 3.8 | Active | 4484700% |  | 2022
GMP | WILLISTON | Solar | Net-Metering | 7.6 | Active | 4484400% |  | 2022
GMP | CHARLOTTE | Solar | Net-Metering | 7 | Active | 4491100% |  | 2022
GMP | South Burlington | Solar | Net-Metering | 7.68 | Active | 4484700% |  | 2022
GMP | Weathersfield | Solar | Net-Metering | 6.98 | Active | 4488600% |  | 2022
GMP | HINESBURG | Solar | Net-Metering | 7.7 | Active | 4485800% |  | 2022
GMP | Weybridge | Solar | Net-Metering | 7.67 | Active | 4490000% |  | 2022
GMP | POULTNEY | Solar | Net-Metering | 15 | Active | 4488700% |  | 2022
GMP | MILTON | Solar | Net-Metering | 3.8 | Active | 4484700% |  | 2022
GMP | Rutland City | Solar | Net-Metering | 13.6 | Active | 4487200% |  | 2022
GMP | South Burlington | Solar | Net-Metering | 6 | Active | 4486700% |  | 2022
GMP | Hartford | Solar | Net-Metering | 7.8 | Active | 4493000% |  | 2023
GMP | Hartford | Solar | Net-Metering | 6.79 | Active | 4488600% |  | 2022
GMP | SHELBURNE | Solar | Net-Metering | 6.3 | Active | 4491100% |  | 2022
GMP | PLYMOUTH | Solar | Net-Metering | 4.8 | Active | 4490300% |  | 2022
GMP | WATERFORD | Solar | Net-Metering | 8.4 | Active | 4492400% |  | 2022
GMP | FAIR HAVEN | Solar | Net-Metering | 7.7 | Active | 4484800% |  | 2022
GMP | HINESBURG | Solar | Net-Metering | 8 | Active | 4487300% |  | 2022
GMP | Brattleboro | Solar | Net-Metering | 10 | Active | 4488800% |  | 2022
GMP | Bridgewater | Solar | Net-Metering | 8.26 | Active | 4490800% |  | 2022
GMP | SHOREHAM | Solar | Net-Metering | 3.6 | Active | 4490000% |  | 2022
GMP | MONTPELIER | Solar | Net-Metering | 9.44 | Active | 4484000% |  | 2022
GMP | SHELBURNE | Solar | Net-Metering | 1.8 | Active | 4488600% |  | 2022
GMP | BRIDGEWATER | Solar | Net-Metering | 8.85 | Active | 4487500% |  | 2022
GMP | Williston | Solar | Net-Metering | 13.5 | Active | 4491100% |  | 2022
GMP | MIDDLESEX | Solar | Net-Metering | 7.5 | Active | 4488100% |  | 2022
GMP | St. Albans City | Solar | Net-Metering | 6.6 | Active | 4493800% |  | 2023
GMP | WINDSOR | Solar | Net-Metering | 7.7 | Active | 4489400% |  | 2022
GMP | RIPTON | Solar | Net-Metering | 9.42 | Active | 4491000% |  | 2022
GMP | BRATTLEBORO | Solar | Net-Metering | 10.8 | Active | 4492400% |  | 2022
GMP | Barre City | Solar | Net-Metering | 4.2 | Active | 4493800% |  | 2023
GMP | BARNARD | Solar | Net-Metering | 3.9 | Active | 4493800% |  | 2023
GMP | ESSEX | Solar | Net-Metering | 11.4 | Active | 4491700% |  | 2022
GMP | CHARLOTTE | Solar | Net-Metering | 14.7 | Active | 4493200% |  | 2023
GMP | CHESTER | Solar | Net-Metering | 6.8 | Active | 4486100% |  | 2022
GMP | MILTON | Solar | Net-Metering | 4.8 | Active | 4491100% |  | 2022
GMP | DANBY | Solar | Net-Metering | 8.7 | Active | 4492300% |  | 2022
GMP | MOUNT HOLLY | Solar | Net-Metering | 13 | Active | 4490300% |  | 2022
GMP | DANVILLE | Solar | Net-Metering | 10 | Active | 4486100% |  | 2022
GMP | South Burlington | Solar | Net-Metering | 8.1 | Active | 4486100% |  | 2022
GMP | CHARLOTTE | Solar | Net-Metering | 13.2 | Active | 4491000% |  | 2022
GMP | Barre City | Solar | Net-Metering | 7.5 | Active | 4493000% |  | 2023
GMP | CORNWALL | Solar | Net-Metering | 10.8 | Active | 4488800% |  | 2022
GMP | SHELBURNE | Solar | Net-Metering | 4.8 | Active | 4490200% |  | 2022
GMP | ESSEX | Solar | Net-Metering | 6.3 | Active | 4493200% |  | 2023
GMP | DORSET | Solar | Net-Metering | 15 | Active | 4490900% |  | 2022
GMP | WINDHAM | Solar | Net-Metering | 10 | Active | 4482500% |  | 2022
GMP | BRANDON | Solar | Net-Metering | 10 | Active | 4486800% |  | 2022
GMP | HINESBURG | Solar | Net-Metering | 13 | Active | 4492500% |  | 2022
GMP | DOVER | Solar | Net-Metering | 9.28 | Active | 4493500% |  | 2023
GMP | SHELBURNE | Solar | Net-Metering | 6 | Active | 4484100% |  | 2022
GMP | CHITTENDEN | Solar | Net-Metering | 6 | Active | 4494600% |  | 2023
GMP | RANDOLPH | Solar | Net-Metering | 10 | Active | 4492500% |  | 2022
GMP | WATERBURY | Solar | Net-Metering | 6 | Active | 4487400% |  | 2022
GMP | JERICHO | Solar | Net-Metering | 7.6 | Active | 4491100% |  | 2022
GMP | South Burlington | Solar | Net-Metering | 5.4 | Active | 4491500% |  | 2022
GMP | SHELBURNE | Solar | Net-Metering | 10 | Active | 4491700% |  | 2022
GMP | SHELBURNE | Solar | Net-Metering | 10 | Active | 4490800% |  | 2022
GMP | Essex | Solar | Net-Metering | 10 | Active | 4493800% |  | 2023
GMP | Rutland City | Solar | Net-Metering | 6 | Active | 4484700% |  | 2022
GMP | DANVILLE | Solar | Net-Metering | 3.8 | Active | 4485900% |  | 2022
GMP | SPRINGFIELD | Solar | Net-Metering | 3 | Active | 4488000% |  | 2022
GMP | LINCOLN | Solar | Net-Metering | 11.5 | Active | 4490800% |  | 2022
GMP | St. Albans City | Solar | Net-Metering | 6 | Active | 4487300% |  | 2022
GMP | St. Albans City | Solar | Net-Metering | 3.8 | Active | 4488100% |  | 2022
GMP | South Burlington | Solar | Net-Metering | 6 | Active | 4487300% |  | 2022
GMP | St. Albans Town | Solar | Net-Metering | 10 | Active | 4488000% |  | 2022
GMP | COLCHESTER | Solar | Net-Metering | 3.8 | Active | 4490300% |  | 2022
GMP | GEORGIA | Solar | Net-Metering | 3.8 | Active | 4491100% |  | 2022
GMP | GEORGIA | Solar | Net-Metering | 3.8 | Active | 4485500% |  | 2022
GMP | ROCKINGHAM | Solar | Net-Metering | 4.88 | Active | 4488700% |  | 2022
GMP | WEATHERSFIELD | Solar | Net-Metering | 4.23 | Active | 4486500% |  | 2022
GMP | HARTLAND | Solar | Net-Metering | 7.6 | Active | 4489700% |  | 2022
GMP | DANVILLE | Solar | Net-Metering | 6 | Active | 4487200% |  | 2022
GMP | SHELBURNE | Solar | Net-Metering | 9 | Active | 4493000% |  | 2023
GMP | BARRE CITY | Solar | Net-Metering | 6 | Active | 4494300% |  | 2023
GMP | CLARENDON | Solar | Net-Metering | 6 | Active | 4488100% |  | 2022
GMP | Richmond | Solar | Net-Metering | 7.2 | Active | 4484100% |  | 2022
GMP | PITTSFIELD | Solar | Net-Metering | 10 | Active | 4488300% |  | 2022
GMP | GEORGIA | Solar | Net-Metering | 6.3 | Active | 4494300% |  | 2023
GMP | South Burlington | Solar | Net-Metering | 6 | Active | 4486800% |  | 2022
GMP | POMFRET | Solar | Net-Metering | 11.4 | Active | 4485300% |  | 2022
GMP | St. Albans City | Solar | Net-Metering | 6 | Active | 4488200% |  | 2022
GMP | ESSEX | Solar | Net-Metering | 3.8 | Active | 4486100% |  | 2022
GMP | St. Albans City | Solar | Net-Metering | 6 | Active | 4489500% |  | 2022
GMP | GRAFTON | Solar | Net-Metering | 6.8 | Active | 4487500% |  | 2022
GMP | Essex | Solar | Net-Metering | 3.8 | Active | 4486500% |  | 2022
GMP | WALLINGFORD | Solar | Net-Metering | 7.6 | Active | 4494600% |  | 2023
GMP | Rutland City | Solar | Net-Metering | 3.84 | Active | 4489300% |  | 2022
GMP | Royalton | Solar | Net-Metering | 7 | Active | 4486000% |  | 2022
GMP | South Burlington | Solar | Net-Metering | 18.02 | Active | 4493000% |  | 2023
GMP | STOCKBRIDGE | Solar | Net-Metering | 11.4 | Active | 4494900% |  | 2023
GMP | FAIRFAX | Solar | Net-Metering | 6 | Active | 4486900% |  | 2022
GMP | Essex | Solar | Net-Metering | 6 | Active | 4486800% |  | 2022
GMP | HINESBURG | Solar | Net-Metering | 10 | Active | 4494300% |  | 2023
GMP | WINOOSKI | Solar | Net-Metering | 6 | Active | 4490700% |  | 2022
GMP | BRISTOL | Solar | Net-Metering | 5.76 | Active | 4488100% |  | 2022
GMP | Essex | Solar | Net-Metering | 3.8 | Active | 4486900% |  | 2022
GMP | Essex | Solar | Net-Metering | 6 | Active | 4491400% |  | 2022
GMP | St. Albans City | Solar | Net-Metering | 3.8 | Active | 4485800% |  | 2022
GMP | Rutland City | Solar | Net-Metering | 3.8 | Active | 4492300% |  | 2022
GMP | JAMAICA | Solar | Net-Metering | 4.19 | Active | 4484000% |  | 2022
GMP | CHARLOTTE | Solar | Net-Metering | 6 | Active | 4489700% |  | 2022
GMP | BARRE CITY | Solar | Net-Metering | 5 | Active | 4490800% |  | 2022
GMP | South Burlington | Solar | Net-Metering | 6 | Active | 4493900% |  | 2023
GMP | Essex | Solar | Net-Metering | 3.8 | Active | 4487500% |  | 2022
GMP | Essex | Solar | Net-Metering | 4.5 | Active | 4492500% |  | 2022
GMP | MENDON | Solar | Net-Metering | 7.6 | Active | 4489700% |  | 2022
GMP | WILLISTON | Solar | Net-Metering | 3.8 | Active | 4488300% |  | 2022
GMP | SALISBURY | Solar | Net-Metering | 10 | Active | 4488800% |  | 2022
GMP | Springfield | Solar | Net-Metering | 3.8 | Active | 4495700% |  | 2023
GMP | WEST RUTLAND | Solar | Net-Metering | 6 | Active | 4492900% |  | 2023
GMP | WEST RUTLAND | Solar | Net-Metering | 7.6 | Active | 4493700% |  | 2023
GMP | HINESBURG | Solar | Net-Metering | 3.8 | Active | 4488100% |  | 2022
GMP | BRISTOL | Solar | Net-Metering | 5.76 | Active | 4489300% |  | 2022
GMP | KILLINGTON | Solar | Net-Metering | 15.2 | Active | 4494300% |  | 2023
GMP | Barre Town | Solar | Net-Metering | 9.8 | Active | 4491700% |  | 2022
GMP | WILLISTON | Solar | Net-Metering | 3.8 | Active | 4488600% |  | 2022
GMP | POWNAL | Solar | Net-Metering | 11.6 | Active | 4488800% |  | 2022
GMP | DANVILLE | Solar | Net-Metering | 6 | Active | 4488200% |  | 2022
GMP | WATERBURY | Solar | Net-Metering | 8.4 | Active | 4491100% |  | 2022
GMP | Waterbury | Solar | Net-Metering | 6 | Active | 4488600% |  | 2022
GMP | ESSEX | Solar | Net-Metering | 7.6 | Active | 4488300% |  | 2022
GMP | COLCHESTER | Solar | Net-Metering | 7.6 | Active | 4494200% |  | 2023
GMP | Hartford | Solar | Net-Metering | 6 | Active | 4491000% |  | 2022
GMP | St. Albans City | Solar | Net-Metering | 3.8 | Active | 4490700% |  | 2022
GMP | HARTLAND | Solar | Net-Metering | 7.6 | Active | 4490100% |  | 2022
GMP | South Burlington | Solar | Net-Metering | 3 | Active | 4490100% |  | 2022
GMP | St. Johnsbury | Solar | Net-Metering | 3.8 | Active | 4488800% |  | 2022
GMP | St. Albans City | Solar | Net-Metering | 6 | Active | 4488200% |  | 2022
GMP | WATERFORD | Solar | Net-Metering | 6 | Active | 4488800% |  | 2022
GMP | ESSEX | Solar | Net-Metering | 3.8 | Active | 4490400% |  | 2022
GMP | CORNWALL | Solar | Net-Metering | 9.77 | Active | 4490700% |  | 2022
GMP | FAIRFAX | Solar | Net-Metering | 7.6 | Active | 4488800% |  | 2022
GMP | MILTON | Solar | Net-Metering | 6 | Active | 4488100% |  | 2022
GMP | RANDOLPH | Solar | Net-Metering | 12 | Active | 4490000% |  | 2022
GMP | Barre City | Solar | Net-Metering | 6 | Active | 4488600% |  | 2022
GMP | THETFORD | Solar | Net-Metering | 3.84 | Active | 4492900% |  | 2023
GMP | Barre City | Solar | Net-Metering | 6 | Active | 4490000% |  | 2022
GMP | FAIR HAVEN | Solar | Net-Metering | 3.8 | Active | 4488700% |  | 2022
GMP | HINESBURG | Solar | Net-Metering | 3.8 | Active | 4488600% |  | 2022
GMP | BARNET | Solar | Net-Metering | 6 | Active | 4488200% |  | 2022
GMP | MONKTON | Solar | Net-Metering | 10 | Active | 4494600% |  | 2023
GMP | WATERBURY | Solar | Net-Metering | 4.2 | Active | 4492400% |  | 2022
GMP | SHELBURNE | Solar | Net-Metering | 14.1 | Active | 4490800% |  | 2022
GMP | JERICHO | Solar | Net-Metering | 6 | Active | 4490200% |  | 2022
GMP | ESSEX | Solar | Net-Metering | 6 | Active | 4490800% |  | 2022
GMP | WEST FAIRLEE | Solar | Net-Metering | 7.6 | Active | 4495100% |  | 2023
GMP | ORWELL | Solar | Net-Metering | 7.83 | Active | 4490900% |  | 2022
GMP | WALLINGFORD | Solar | Net-Metering | 10 | Active | 4489400% |  | 2022
GMP | MOUNT HOLLY | Solar | Net-Metering | 4 | Active | 4493900% |  | 2023
GMP | BRISTOL | Solar | Net-Metering | 3.8 | Active | 4489300% |  | 2022
GMP | Essex | Solar | Net-Metering | 6 | Active | 4493200% |  | 2023
GMP | HINESBURG | Solar | Net-Metering | 3.8 | Active | 4491100% |  | 2022
GMP | MIDDLEBURY | Solar | Net-Metering | 3.9 | Active | 4492500% |  | 2022
GMP | HINESBURG | Solar | Net-Metering | 8.7 | Active | 4493700% |  | 2023
GMP | SHELBURNE | Solar | Net-Metering | 10 | Active | 4492500% |  | 2022
GMP | HARTLAND | Solar | Net-Metering | 6 | Active | 4491600% |  | 2022
GMP | BRISTOL | Solar | Net-Metering | 3.8 | Active | 4490000% |  | 2022
GMP | WATERBURY | Solar | Net-Metering | 14.1 | Active | 4492500% |  | 2022
GMP | MANCHESTER | Solar | Net-Metering | 10.44 | Active | 4491600% |  | 2022
GMP | WINOOSKI | Solar | Net-Metering | 5.76 | Active | 4495200% |  | 2023
GMP | ESSEX | Solar | Net-Metering | 10 | Active | 4491400% |  | 2022
GMP | WILLISTON | Solar | Net-Metering | 7.2 | Active | 4495300% |  | 2023
GMP | DUXBURY | Solar | Net-Metering | 6 | Active | 4492300% |  | 2022
GMP | COLCHESTER | Solar | Net-Metering | 6 | Active | 4493600% |  | 2023
GMP | WILLISTON | Solar | Net-Metering | 10.5 | Active | 4495300% |  | 2023
GMP | SHELBURNE | Solar | Net-Metering | 6 | Active | 4493500% |  | 2023
GMP | MANCHESTER | Solar | Net-Metering | 8.12 | Active | 4492500% |  | 2022
GMP | SPRINGFIELD | Solar | Net-Metering | 16 | Active | 4494200% |  | 2023
GMP | FAIRFAX | Solar | Net-Metering | 7.6 | Active | 4492200% |  | 2022
GMP | South Burlington | Solar | Net-Metering | 3.6 | Active | 4491500% |  | 2022
GMP | MILTON | Solar | Net-Metering | 6 | Active | 4492200% |  | 2022
GMP | WELLS | Solar | Net-Metering | 6 | Active | 4495100% |  | 2023
GMP | Barre Town | Solar | Net-Metering | 10 | Active | 4493700% |  | 2023
GMP | WILLISTON | Solar | Net-Metering | 6 | Active | 4491600% |  | 2022
GMP | SHELBURNE | Solar | Net-Metering | 7.6 | Active | 4493600% |  | 2023
GMP | JERICHO | Solar | Net-Metering | 11.4 | Active | 4494500% |  | 2023
GMP | South Burlington | Solar | Net-Metering | 3.8 | Active | 4492300% |  | 2022
GMP | Londonderry | Solar | Net-Metering | 5.1 | Active | 4490100% |  | 2022
GMP | St. Albans City | Solar | Net-Metering | 7.5 | Active | 4495600% |  | 2023
GMP | Barre City | Solar | Net-Metering | 3.6 | Active | 4495100% |  | 2023
GMP | St. Albans City | Solar | Net-Metering | 3.84 | Active | 4493100% |  | 2023
GMP | JERICHO | Solar | Net-Metering | 5.76 | Active | 4491700% |  | 2022
GMP | Williston | Solar | Net-Metering | 6.6 | Active | 4494900% |  | 2023
GMP | St. Albans City | Solar | Net-Metering | 6 | Active | 4492200% |  | 2022
GMP | JERICHO | Solar | Net-Metering | 3.8 | Active | 4493900% |  | 2023
GMP | ESSEX | Solar | Net-Metering | 13.6 | Active | 4493000% |  | 2023
GMP | MONKTON | Solar | Net-Metering | 7.6 | Active | 4492300% |  | 2022
GMP | Barre City | Solar | Net-Metering | 3.8 | Active | 4495100% |  | 2023
GMP | ESSEX | Solar | Net-Metering | 6 | Active | 4495200% |  | 2023
GMP | Rutland City | Solar | Net-Metering | 6 | Active | 4493200% |  | 2023
GMP | WILLISTON | Solar | Net-Metering | 3.8 | Active | 4493000% |  | 2023
GMP | South Burlington | Solar | Net-Metering | 3.8 | Active | 4493900% |  | 2023
GMP | FAIRLEE | Solar | Net-Metering | 9 | Active | 4491000% |  | 2022
GMP | MILTON | Solar | Net-Metering | 6 | Active | 4492900% |  | 2023
GMP | RUPERT | Solar | Net-Metering | 3.8 | Active | 4495000% |  | 2023
GMP | SHAFTSBURY | Solar | Net-Metering | 3.84 | Active | 4492300% |  | 2022
GMP | WATERBURY | Solar | Net-Metering | 6 | Active | 4493900% |  | 2023
GMP | DANBY | Solar | Net-Metering | 10 | Active | 4495200% |  | 2023
GMP | South Burlington | Solar | Net-Metering | 5.76 | Active | 4494600% |  | 2023
GMP | BARRE CITY | Solar | Net-Metering | 3.8 | Active | 4493600% |  | 2023
GMP | FAIRFAX | Solar | Net-Metering | 6 | Active | 4493800% |  | 2023
GMP | Hinesburg | Solar | Net-Metering | 7.6 | Active | 4494600% |  | 2023
GMP | WILLISTON | Solar | Net-Metering | 6 | Active | 4493200% |  | 2023
GMP | WEST RUTLAND | Solar | Net-Metering | 3.8 | Active | 4493000% |  | 2023
GMP | BARNET | Solar | Net-Metering | 3.8 | Active | 4494300% |  | 2023
GMP | Middlebury | Solar | Net-Metering | 7.68 | Active | 4494300% |  | 2023
GMP | Poultney | Solar | Net-Metering | 15.2 | Active | 4495300% |  | 2023
GMP | South Burlington | Solar | Net-Metering | 6 | Active | 4493700% |  | 2023
GMP | Essex | Solar | Net-Metering | 3.8 | Active | 4495100% |  | 2023
GMP | WARREN | Solar | Net-Metering | 5.4 | Active | 4494500% |  | 2023
GMP | ORWELL | Solar | Net-Metering | 3.8 | Active | 4494200% |  | 2023
GMP | FAIRFAX | Solar | Net-Metering | 7.6 | Active | 4494300% |  | 2023
GMP | HINESBURG | Solar | Net-Metering | 3.8 | Active | 4493900% |  | 2023
GMP | Essex | Solar | Net-Metering | 4.5 | Active | 4495000% |  | 2023
GMP | WALLINGFORD | Solar | Net-Metering | 7.6 | Active | 4494600% |  | 2023
GMP | South Burlington | Solar | Net-Metering | 3.8 | Active | 4494900% |  | 2023
GMP | South Burlington | Solar | Net-Metering | 7.6 | Active | 4495100% |  | 2023
GMP | DORSET | Solar | Net-Metering | 10.44 | Active | 4175400% |  | 2014
GMP | ADDISON | Battery < 20 KW | Other | 5 | Active | 4318800% |  | 2018
GMP | ADDISON | Battery < 20 KW | Other | 10 | Active | 4327900% |  | 2018
GMP | ADDISON | Battery < 20 KW | Other | 10 | Active | 4343700% |  | 2018
GMP | ADDISON | Battery < 20 KW | Other | 10 | Active | 4448000% |  | 2021
GMP | ANDOVER | Battery < 20 KW | Other | 9 | Active | 4481200% |  | 2022
GMP | ANDOVER | Battery < 20 KW | Other | 10 | Active | 4399100% |  | 2020
GMP | ANDOVER | Battery < 20 KW | Other | 10 | Active | 4400000% |  | 2020
GMP | ANDOVER | Battery < 20 KW | Other | 10 | Active | 4429800% |  | 2021
GMP | ANDOVER | Battery < 20 KW | Other | 10 | Active | 4430900% |  | 2021
GMP | ANDOVER | Battery < 20 KW | Other | 10 | Active | 4460100% |  | 2022
GMP | ANDOVER | Battery < 20 KW | Other | 10 | Active | 4476400% |  | 2022
GMP | ARLINGTON | Battery < 20 KW | Other | 5 | Active | 4340600% |  | 2018
GMP | ARLINGTON | Battery < 20 KW | Other | 5 | Active | 4350400% |  | 2019
GMP | ARLINGTON | Battery < 20 KW | Other | 10 | Active | 4344000% |  | 2018
GMP | ARLINGTON | Battery < 20 KW | Other | 10 | Active | 4345300% |  | 2018
GMP | ARLINGTON | Battery < 20 KW | Other | 10 | Active | 4385700% |  | 2020
GMP | ARLINGTON | Battery < 20 KW | Other | 10 | Active | 4432700% |  | 2021
GMP | ARLINGTON | Battery < 20 KW | Other | 10 | Active | 4477400% |  | 2022
GMP | Weathersfield | Battery < 20 KW | Other | 5 | Active | 4322400% |  | 2018
GMP | Weathersfield | Battery < 20 KW | Other | 10 | Active | 4350900% |  | 2019
GMP | ATHENS | Battery < 20 KW | Other | 5 | Active | 4310900% |  | 2018
GMP | ATHENS | Battery < 20 KW | Other | 5 | Active | 4332700% |  | 2018
GMP | ATHENS | Battery < 20 KW | Other | 5 | Active | 4338400% |  | 2018
GMP | ATHENS | Battery < 20 KW | Other | 10 | Active | 4305900% |  | 2017
GMP | BAKERSFIELD | Battery < 20 KW | Other | 10 | Active | 4492400% |  | 2022
GMP | BARNARD | Battery < 20 KW | Other | 5 | Active | 4332500% |  | 2018
GMP | BARNARD | Battery < 20 KW | Other | 5 | Active | 4341700% |  | 2018
GMP | BARNARD | Battery < 20 KW | Other | 5 | Active | 4351700% |  | 2019
GMP | BARNARD | Battery < 20 KW | Other | 5 | Active | 4353800% |  | 2019
GMP | BARNARD | Battery < 20 KW | Other | 9 | Active | 4493800% |  | 2023
GMP | BARNARD | Battery < 20 KW | Other | 10 | Active | 4344800% |  | 2018
GMP | BARNARD | Battery < 20 KW | Other | 10 | Active | 4372300% |  | 2019
GMP | BARNARD | Battery < 20 KW | Other | 10 | Active | 4388900% |  | 2020
GMP | BARNARD | Battery < 20 KW | Other | 10 | Active | 4437200% |  | 2021
GMP | BARNARD | Battery < 20 KW | Other | 10 | Active | 4448100% |  | 2021
GMP | BARNARD | Battery < 20 KW | Other | 10 | Active | 4462800% |  | 2022
GMP | BARNARD | Battery < 20 KW | Other | 20 | Active | 4348200% |  | 2019
GMP | BARNET | Battery < 20 KW | Other | 5 | Active | 4307700% |  | 2017
GMP | BARNET | Battery < 20 KW | Other | 5 | Active | 4353100% |  | 2019
GMP | BARNET | Battery < 20 KW | Other | 5 | Active | 4359300% |  | 2019
GMP | BARNET | Battery < 20 KW | Other | 10 | Active | 4323900% |  | 2018
GMP | BARNET | Battery < 20 KW | Other | 10 | Active | 4327500% |  | 2018
GMP | BARNET | Battery < 20 KW | Other | 10 | Active | 4338300% |  | 2018
GMP | BARNET | Battery < 20 KW | Other | 10 | Active | 4390700% |  | 2020
GMP | BARNET | Battery < 20 KW | Other | 10 | Active | 4435100% |  | 2021
GMP | BARNET | Battery < 20 KW | Other | 10 | Active | 4459300% |  | 2022
GMP | Barre City | Battery < 20 KW | Other | 5 | Active | 4314700% |  | 2018
GMP | Barre City | Battery < 20 KW | Other | 5 | Active | 4326300% |  | 2018
GMP | Barre City | Battery < 20 KW | Other | 5 | Active | 4352900% |  | 2019
GMP | Barre City | Battery < 20 KW | Other | 5 | Active | 4353800% |  | 2019
GMP | Barre City | Battery < 20 KW | Other | 5 | Active | 4353900% |  | 2019
GMP | Barre City | Battery < 20 KW | Other | 5 | Active | 4363500% |  | 2019
GMP | Barre City | Battery < 20 KW | Other | 5 | Active | 4379600% |  | 2019
GMP | Barre City | Battery < 20 KW | Other | 5 | Active | 4384300% |  | 2020
GMP | Barre City | Battery < 20 KW | Other | 5 | Active | 4444800% |  | 2021
GMP | Barre City | Battery < 20 KW | Other | 5 | Active | 4450900% |  | 2021
GMP | Barre City | Battery < 20 KW | Other | 5 | Active | 4473500% |  | 2022
GMP | Barre City | Battery < 20 KW | Other | 6.7 | Active | 4483500% |  | 2022
GMP | Barre City | Battery < 20 KW | Other | 10 | Active | 4315900% |  | 2018
GMP | Barre City | Battery < 20 KW | Other | 10 | Active | 4326600% |  | 2018
GMP | Barre City | Battery < 20 KW | Other | 10 | Active | 4328600% |  | 2018
GMP | Barre City | Battery < 20 KW | Other | 10 | Active | 4331500% |  | 2018
GMP | Barre City | Battery < 20 KW | Other | 10 | Active | 4332200% |  | 2018
GMP | Barre City | Battery < 20 KW | Other | 10 | Active | 4345100% |  | 2018
GMP | Barre City | Battery < 20 KW | Other | 10 | Active | 4347200% |  | 2019
GMP | Barre City | Battery < 20 KW | Other | 10 | Active | 4381200% |  | 2019
GMP | Barre City | Battery < 20 KW | Other | 10 | Active | 4387400% |  | 2020
GMP | Barre City | Battery < 20 KW | Other | 10 | Active | 4390200% |  | 2020
GMP | Barre City | Battery < 20 KW | Other | 10 | Active | 4419500% |  | 2020
GMP | Barre City | Battery < 20 KW | Other | 10 | Active | 4436100% |  | 2021
GMP | Barre City | Battery < 20 KW | Other | 10 | Active | 4449400% |  | 2021
GMP | Barre City | Battery < 20 KW | Other | 10 | Active | 4460200% |  | 2022
GMP | Barre City | Battery < 20 KW | Other | 10 | Active | 4467700% |  | 2022
GMP | Barre City | Battery < 20 KW | Other | 10 | Active | 4470600% |  | 2022
GMP | BARRE CITY | Battery < 20 KW | Other | 5 | Active | 4357100% |  | 2019
GMP | BARRE CITY | Battery < 20 KW | Other | 10 | Active | 4366300% |  | 2019
GMP | BARRE CITY | Battery < 20 KW | Other | 10 | Active | 4366500% |  | 2019
GMP | BARRE CITY | Battery < 20 KW | Other | 10 | Active | 4432000% |  | 2021
GMP | BARRE CITY | Battery < 20 KW | Other | 10 | Active | 4449400% |  | 2021
GMP | BARRE TOWN | Battery < 20 KW | Other | 10 | Active | 4424600% |  | 2021
GMP | Rockingham | Battery < 20 KW | Other | 5 | Active | 4302600% |  | 2017
GMP | Rockingham | Battery < 20 KW | Other | 5 | Active | 4334700% |  | 2018
GMP | Rockingham | Battery < 20 KW | Other | 5 | Active | 4334800% |  | 2018
GMP | BENNINGTON | Battery < 20 KW | Other | 5 | Active | 4308900% |  | 2017
GMP | BENNINGTON | Battery < 20 KW | Other | 5 | Active | 4317600% |  | 2018
GMP | BENNINGTON | Battery < 20 KW | Other | 5 | Active | 4318700% |  | 2018
GMP | BENNINGTON | Battery < 20 KW | Other | 5 | Active | 4319300% |  | 2018
GMP | BENNINGTON | Battery < 20 KW | Other | 5 | Active | 4339100% |  | 2018
GMP | BENNINGTON | Battery < 20 KW | Other | 5 | Active | 4351500% |  | 2019
GMP | BENNINGTON | Battery < 20 KW | Other | 5 | Active | 4353700% |  | 2019
GMP | BENNINGTON | Battery < 20 KW | Other | 5 | Active | 4356400% |  | 2019
GMP | BENNINGTON | Battery < 20 KW | Other | 10 | Active | 4314500% |  | 2018
GMP | BENNINGTON | Battery < 20 KW | Other | 10 | Active | 4332200% |  | 2018
GMP | BENNINGTON | Battery < 20 KW | Other | 10 | Active | 4341700% |  | 2018
GMP | BENNINGTON | Battery < 20 KW | Other | 10 | Active | 4356700% |  | 2019
GMP | BENNINGTON | Battery < 20 KW | Other | 10 | Active | 4363300% |  | 2019
GMP | BENNINGTON | Battery < 20 KW | Other | 10 | Active | 4373100% |  | 2019
GMP | BENNINGTON | Battery < 20 KW | Other | 10 | Active | 4386100% |  | 2020
GMP | BENNINGTON | Battery < 20 KW | Other | 10 | Active | 4415200% |  | 2020
GMP | BENNINGTON | Battery < 20 KW | Other | 10 | Active | 4431600% |  | 2021
GMP | BENNINGTON | Battery < 20 KW | Other | 10 | Active | 4435400% |  | 2021
GMP | BENNINGTON | Battery < 20 KW | Other | 10 | Active | 4451500% |  | 2021
GMP | BENNINGTON | Battery < 20 KW | Other | 10 | Active | 4467600% |  | 2022
GMP | BENNINGTON | Battery < 20 KW | Other | 10 | Active | 4482500% |  | 2022
GMP | BENSON | Battery < 20 KW | Other | 1 | Active | 4422900% |  | 2021
GMP | BENSON | Battery < 20 KW | Other | 3 | Active | 4420900% |  | 2021
GMP | BENSON | Battery < 20 KW | Other | 5 | Active | 4319400% |  | 2018
GMP | BENSON | Battery < 20 KW | Other | 10 | Active | 4335600% |  | 2018
GMP | BENSON | Battery < 20 KW | Other | 10 | Active | 4443900% |  | 2021
GMP | BENSON | Battery < 20 KW | Other | 10 | Active | 4444700% |  | 2021
GMP | BERLIN | Battery < 20 KW | Other | 5 | Active | 4360600% |  | 2019
GMP | BERLIN | Battery < 20 KW | Other | 5 | Active | 4401100% |  | 2020
GMP | BERLIN | Battery < 20 KW | Other | 10 | Active | 4357800% |  | 2019
GMP | BERLIN | Battery < 20 KW | Other | 10 | Active | 4386100% |  | 2020
GMP | BERLIN | Battery < 20 KW | Other | 10 | Active | 4473200% |  | 2022
GMP | BERLIN | Battery < 20 KW | Other | 10 | Active | 4474000% |  | 2022
GMP | BERLIN | Battery < 20 KW | Other | 10 | Active | 4478800% |  | 2022
GMP | BETHEL | Battery < 20 KW | Other | 5 | Active | 4310300% |  | 2018
GMP | BETHEL | Battery < 20 KW | Other | 5 | Active | 4313900% |  | 2018
GMP | BETHEL | Battery < 20 KW | Other | 5 | Active | 4327300% |  | 2018
GMP | BETHEL | Battery < 20 KW | Other | 5 | Active | 4334200% |  | 2018
GMP | BETHEL | Battery < 20 KW | Other | 5 | Active | 4345200% |  | 2018
GMP | BETHEL | Battery < 20 KW | Other | 5 | Active | 4350200% |  | 2019
GMP | BETHEL | Battery < 20 KW | Other | 10 | Active | 4332100% |  | 2018
GMP | BETHEL | Battery < 20 KW | Other | 10 | Active | 4332300% |  | 2018
GMP | BETHEL | Battery < 20 KW | Other | 10 | Active | 4336800% |  | 2018
GMP | BETHEL | Battery < 20 KW | Other | 10 | Active | 4338500% |  | 2018
GMP | BETHEL | Battery < 20 KW | Other | 10 | Active | 4349300% |  | 2019
GMP | BETHEL | Battery < 20 KW | Other | 10 | Active | 4365700% |  | 2019
GMP | BETHEL | Battery < 20 KW | Other | 10 | Active | 4379000% |  | 2019
GMP | BETHEL | Battery < 20 KW | Other | 10 | Active | 4477600% |  | 2022
GMP | BETHEL | Battery < 20 KW | Other | 10 | Active | 4483100% |  | 2022
GMP | BOLTON | Battery < 20 KW | Other | 10 | Active | 4350800% |  | 2019
GMP | BOLTON | Battery < 20 KW | Other | 10 | Active | 4355600% |  | 2019
GMP | BOLTON | Battery < 20 KW | Other | 10 | Active | 4455100% |  | 2021
GMP | Castleton | Battery < 20 KW | Other | 5 | Active | 4337200% |  | 2018
GMP | Castleton | Battery < 20 KW | Other | 5 | Active | 4405200% |  | 2020
GMP | Winhall | Battery < 20 KW | Other | 10 | Active | 4369900% |  | 2019
GMP | Winhall | Battery < 20 KW | Other | 10 | Active | 4371400% |  | 2019
GMP | Winhall | Battery < 20 KW | Other | 10 | Active | 4403300% |  | 2020
GMP | Winhall | Battery < 20 KW | Other | 10 | Active | 4428500% |  | 2021
GMP | Winhall | Battery < 20 KW | Other | 10 | Active | 4471300% |  | 2022
GMP | BRADFORD | Battery < 20 KW | Other | 5 | Active | 4333600% |  | 2018
GMP | BRADFORD | Battery < 20 KW | Other | 5 | Active | 4334000% |  | 2018
GMP | BRADFORD | Battery < 20 KW | Other | 10 | Active | 4366100% |  | 2019
GMP | BRADFORD | Battery < 20 KW | Other | 10 | Active | 4388800% |  | 2020
GMP | BRADFORD | Battery < 20 KW | Other | 10 | Active | 4404200% |  | 2020
GMP | BRADFORD | Battery < 20 KW | Other | 10 | Active | 4420900% |  | 2021
GMP | BRADFORD | Battery < 20 KW | Other | 10 | Active | 4434200% |  | 2021
GMP | BRAINTREE | Battery < 20 KW | Other | 5 | Active | 4398700% |  | 2020
GMP | BRAINTREE | Battery < 20 KW | Other | 10 | Active | 4320300% |  | 2018
GMP | BRAINTREE | Battery < 20 KW | Other | 10 | Active | 4355300% |  | 2019
GMP | BRAINTREE | Battery < 20 KW | Other | 10 | Active | 4362300% |  | 2019
GMP | BRAINTREE | Battery < 20 KW | Other | 10 | Active | 4416000% |  | 2020
GMP | BRAINTREE | Battery < 20 KW | Other | 10 | Active | 4416600% |  | 2020
GMP | BRAINTREE | Battery < 20 KW | Other | 10 | Active | 4422300% |  | 2021
GMP | BRAINTREE | Battery < 20 KW | Other | 10 | Active | 4489500% |  | 2022
GMP | BRAINTREE | Battery < 20 KW | Other | 10 | Active | 4490900% |  | 2022
GMP | BRANDON | Battery < 20 KW | Other | 5 | Active | 4306000% |  | 2017
GMP | BRANDON | Battery < 20 KW | Other | 5 | Active | 4313300% |  | 2018
GMP | BRANDON | Battery < 20 KW | Other | 5 | Active | 4315700% |  | 2018
GMP | BRANDON | Battery < 20 KW | Other | 5 | Active | 4378900% |  | 2019
GMP | BRANDON | Battery < 20 KW | Other | 10 | Active | 4307700% |  | 2017
GMP | BRANDON | Battery < 20 KW | Other | 10 | Active | 4314300% |  | 2018
GMP | BRANDON | Battery < 20 KW | Other | 10 | Active | 4317600% |  | 2018
GMP | BRANDON | Battery < 20 KW | Other | 10 | Active | 4341200% |  | 2018
GMP | BRANDON | Battery < 20 KW | Other | 10 | Active | 4350400% |  | 2019
GMP | BRANDON | Battery < 20 KW | Other | 10 | Active | 4366500% |  | 2019
GMP | BRATTLEBORO | Battery < 20 KW | Other | 4 | Active | 4423900% |  | 2021
GMP | BRATTLEBORO | Battery < 20 KW | Other | 5 | Active | 4302500% |  | 2017
GMP | BRATTLEBORO | Battery < 20 KW | Other | 5 | Active | 4317100% |  | 2018
GMP | BRATTLEBORO | Battery < 20 KW | Other | 5 | Active | 4325900% |  | 2018
GMP | BRATTLEBORO | Battery < 20 KW | Other | 5 | Active | 4330500% |  | 2018
GMP | BRATTLEBORO | Battery < 20 KW | Other | 5 | Active | 4331200% |  | 2018
GMP | BRATTLEBORO | Battery < 20 KW | Other | 5 | Active | 4341000% |  | 2018
GMP | BRATTLEBORO | Battery < 20 KW | Other | 5 | Active | 4351800% |  | 2019
GMP | BRATTLEBORO | Battery < 20 KW | Other | 5 | Active | 4352400% |  | 2019
GMP | BRATTLEBORO | Battery < 20 KW | Other | 5 | Active | 4352800% |  | 2019
GMP | BRATTLEBORO | Battery < 20 KW | Other | 5 | Active | 4352900% |  | 2019
GMP | BRATTLEBORO | Battery < 20 KW | Other | 5 | Active | 4353300% |  | 2019
GMP | BRATTLEBORO | Battery < 20 KW | Other | 5 | Active | 4354100% |  | 2019
GMP | BRATTLEBORO | Battery < 20 KW | Other | 5 | Active | 4354400% |  | 2019
GMP | BRATTLEBORO | Battery < 20 KW | Other | 5 | Active | 4355700% |  | 2019
GMP | BRATTLEBORO | Battery < 20 KW | Other | 5 | Active | 4356400% |  | 2019
GMP | BRATTLEBORO | Battery < 20 KW | Other | 5 | Active | 4357200% |  | 2019
GMP | BRATTLEBORO | Battery < 20 KW | Other | 5 | Active | 4357400% |  | 2019
GMP | BRATTLEBORO | Battery < 20 KW | Other | 5 | Active | 4358000% |  | 2019
GMP | BRATTLEBORO | Battery < 20 KW | Other | 5 | Active | 4383600% |  | 2020
GMP | BRATTLEBORO | Battery < 20 KW | Other | 5 | Active | 4406200% |  | 2020
GMP | BRATTLEBORO | Battery < 20 KW | Other | 5 | Active | 4432300% |  | 2021
GMP | BRATTLEBORO | Battery < 20 KW | Other | 6.7 | Active | 4481800% |  | 2022
GMP | BRATTLEBORO | Battery < 20 KW | Other | 9 | Active | 4413700% |  | 2020
GMP | BRATTLEBORO | Battery < 20 KW | Other | 9 | Active | 4479700% |  | 2022
GMP | BRATTLEBORO | Battery < 20 KW | Other | 10 | Active | 4322100% |  | 2018
GMP | BRATTLEBORO | Battery < 20 KW | Other | 10 | Active | 4329000% |  | 2018
GMP | BRATTLEBORO | Battery < 20 KW | Other | 10 | Active | 4343200% |  | 2018
GMP | BRATTLEBORO | Battery < 20 KW | Other | 10 | Active | 4350300% |  | 2019
GMP | BRATTLEBORO | Battery < 20 KW | Other | 10 | Active | 4355300% |  | 2019
GMP | BRATTLEBORO | Battery < 20 KW | Other | 10 | Active | 4359400% |  | 2019
GMP | BRATTLEBORO | Battery < 20 KW | Other | 10 | Active | 4359500% |  | 2019
GMP | BRATTLEBORO | Battery < 20 KW | Other | 10 | Active | 4359900% |  | 2019
GMP | BRATTLEBORO | Battery < 20 KW | Other | 10 | Active | 4362100% |  | 2019
GMP | BRATTLEBORO | Battery < 20 KW | Other | 10 | Active | 4362600% |  | 2019
GMP | BRATTLEBORO | Battery < 20 KW | Other | 10 | Active | 4362700% |  | 2019
GMP | BRATTLEBORO | Battery < 20 KW | Other | 10 | Active | 4363000% |  | 2019
GMP | BRATTLEBORO | Battery < 20 KW | Other | 10 | Active | 4364300% |  | 2019
GMP | BRATTLEBORO | Battery < 20 KW | Other | 10 | Active | 4366900% |  | 2019
GMP | BRATTLEBORO | Battery < 20 KW | Other | 10 | Active | 4376000% |  | 2019
GMP | BRATTLEBORO | Battery < 20 KW | Other | 10 | Active | 4397000% |  | 2020
GMP | BRATTLEBORO | Battery < 20 KW | Other | 10 | Active | 4406000% |  | 2020
GMP | BRATTLEBORO | Battery < 20 KW | Other | 10 | Active | 4406700% |  | 2020
GMP | BRATTLEBORO | Battery < 20 KW | Other | 10 | Active | 4408400% |  | 2020
GMP | BRATTLEBORO | Battery < 20 KW | Other | 10 | Active | 4411100% |  | 2020
GMP | BRATTLEBORO | Battery < 20 KW | Other | 10 | Active | 4413100% |  | 2020
GMP | BRATTLEBORO | Battery < 20 KW | Other | 10 | Active | 4429100% |  | 2021
GMP | BRATTLEBORO | Battery < 20 KW | Other | 10 | Active | 4430900% |  | 2021
GMP | BRATTLEBORO | Battery < 20 KW | Other | 10 | Active | 4434100% |  | 2021
GMP | BRATTLEBORO | Battery < 20 KW | Other | 10 | Active | 4439800% |  | 2021
GMP | BRATTLEBORO | Battery < 20 KW | Other | 10 | Active | 4440400% |  | 2021
GMP | BRATTLEBORO | Battery < 20 KW | Other | 10 | Active | 4441000% |  | 2021
GMP | BRATTLEBORO | Battery < 20 KW | Other | 10 | Active | 4441800% |  | 2021
GMP | BRATTLEBORO | Battery < 20 KW | Other | 10 | Active | 4443200% |  | 2021
GMP | BRATTLEBORO | Battery < 20 KW | Other | 10 | Active | 4445900% |  | 2021
GMP | BRATTLEBORO | Battery < 20 KW | Other | 10 | Active | 4453900% |  | 2021
GMP | BRATTLEBORO | Battery < 20 KW | Other | 10 | Active | 4459400% |  | 2022
GMP | BRATTLEBORO | Battery < 20 KW | Other | 10 | Active | 4463600% |  | 2022
GMP | BRATTLEBORO | Battery < 20 KW | Other | 10 | Active | 4474800% |  | 2022
GMP | BRATTLEBORO | Battery < 20 KW | Other | 10 | Active | 4476300% |  | 2022
GMP | BRATTLEBORO | Battery < 20 KW | Other | 10 | Active | 4482600% |  | 2022
GMP | BRATTLEBORO | Battery < 20 KW | Other | 15 | Active | 4353700% |  | 2019
GMP | BRATTLEBORO | Battery < 20 KW | Other | 15 | Active | 4358600% |  | 2019
GMP | BRATTLEBORO | Battery < 20 KW | Other | 18 | Active | 4471500% |  | 2022
GMP | BRIDGEWATER | Battery < 20 KW | Other | 5 | Active | 4315900% |  | 2018
GMP | BRIDGEWATER | Battery < 20 KW | Other | 5 | Active | 4360700% |  | 2019
GMP | BRIDGEWATER | Battery < 20 KW | Other | 5 | Active | 4369300% |  | 2019
GMP | BRIDGEWATER | Battery < 20 KW | Other | 10 | Active | 4311500% |  | 2018
GMP | BRIDGEWATER | Battery < 20 KW | Other | 10 | Active | 4329400% |  | 2018
GMP | BRIDGEWATER | Battery < 20 KW | Other | 10 | Active | 4335000% |  | 2018
GMP | BRIDGEWATER | Battery < 20 KW | Other | 10 | Active | 4339900% |  | 2018
GMP | BRIDGEWATER | Battery < 20 KW | Other | 10 | Active | 4340200% |  | 2018
GMP | BRIDGEWATER | Battery < 20 KW | Other | 10 | Active | 4343900% |  | 2018
GMP | BRIDGEWATER | Battery < 20 KW | Other | 10 | Active | 4348800% |  | 2019
GMP | BRIDGEWATER | Battery < 20 KW | Other | 10 | Active | 4366500% |  | 2019
GMP | BRIDGEWATER | Battery < 20 KW | Other | 10 | Active | 4403600% |  | 2020
GMP | BRIDGEWATER | Battery < 20 KW | Other | 10 | Active | 4411900% |  | 2020
GMP | BRIDGEWATER | Battery < 20 KW | Other | 10 | Active | 4421800% |  | 2021
GMP | BRIDGEWATER | Battery < 20 KW | Other | 10 | Active | 4449200% |  | 2021
GMP | BRIDGEWATER | Battery < 20 KW | Other | 10 | Active | 4472600% |  | 2022
GMP | BRIDGEWATER | Battery < 20 KW | Other | 10 | Active | 4475700% |  | 2022
GMP | BRIDPORT | Battery < 20 KW | Other | 5 | Active | 4317500% |  | 2018
GMP | BRIDPORT | Battery < 20 KW | Other | 5 | Active | 4327600% |  | 2018
GMP | BRIDPORT | Battery < 20 KW | Other | 5 | Active | 4354200% |  | 2019
GMP | BRIDPORT | Battery < 20 KW | Other | 10 | Active | 4329900% |  | 2018
GMP | BRIDPORT | Battery < 20 KW | Other | 10 | Active | 4347600% |  | 2019
GMP | BRIDPORT | Battery < 20 KW | Other | 10 | Active | 4388700% |  | 2020
GMP | BRIDPORT | Battery < 20 KW | Other | 10 | Active | 4413200% |  | 2020
GMP | BRIDPORT | Battery < 20 KW | Other | 10 | Active | 4479000% |  | 2022
GMP | BRISTOL | Battery < 20 KW | Other | 5 | Active | 4349500% |  | 2019
GMP | BRISTOL | Battery < 20 KW | Other | 7 | Active | 4453600% |  | 2021
GMP | BRISTOL | Battery < 20 KW | Other | 10 | Active | 4313700% |  | 2018
GMP | BRISTOL | Battery < 20 KW | Other | 10 | Active | 4331500% |  | 2018
GMP | BRISTOL | Battery < 20 KW | Other | 10 | Active | 4344400% |  | 2018
GMP | BRISTOL | Battery < 20 KW | Other | 10 | Active | 4376900% |  | 2019
GMP | BRISTOL | Battery < 20 KW | Other | 10 | Active | 4424900% |  | 2021
GMP | BRISTOL | Battery < 20 KW | Other | 10 | Active | 4433400% |  | 2021
GMP | BRISTOL | Battery < 20 KW | Other | 10 | Active | 4486600% |  | 2022
GMP | BROOKFIELD | Battery < 20 KW | Other | 5 | Active | 4327000% |  | 2018
GMP | BROOKFIELD | Battery < 20 KW | Other | 5 | Active | 4335400% |  | 2018
GMP | BROOKFIELD | Battery < 20 KW | Other | 10 | Active | 4349500% |  | 2019
GMP | BROOKFIELD | Battery < 20 KW | Other | 10 | Active | 4360900% |  | 2019
GMP | BROOKFIELD | Battery < 20 KW | Other | 10 | Active | 4362000% |  | 2019
GMP | BROOKFIELD | Battery < 20 KW | Other | 10 | Active | 4376000% |  | 2019
GMP | BROOKFIELD | Battery < 20 KW | Other | 10 | Active | 4379300% |  | 2019
GMP | BROOKFIELD | Battery < 20 KW | Other | 10 | Active | 4449700% |  | 2021
GMP | BROOKFIELD | Battery < 20 KW | Other | 10 | Active | 4478500% |  | 2022
GMP | BROOKLINE | Battery < 20 KW | Other | 10 | Active | 4336700% |  | 2018
GMP | BROOKLINE | Battery < 20 KW | Other | 10 | Active | 4350100% |  | 2019
GMP | BROOKLINE | Battery < 20 KW | Other | 10 | Active | 4350200% |  | 2019
GMP | BROOKLINE | Battery < 20 KW | Other | 10 | Active | 4359800% |  | 2019
GMP | BROOKLINE | Battery < 20 KW | Other | 10 | Active | 4411200% |  | 2020
GMP | BROOKLINE | Battery < 20 KW | Other | 10 | Active | 4436300% |  | 2021
GMP | BROOKLINE | Battery < 20 KW | Other | 10 | Active | 4438400% |  | 2021
GMP | BROOKLINE | Battery < 20 KW | Other | 10 | Active | 4441700% |  | 2021
GMP | CABOT | Battery < 20 KW | Other | 9 | Active | 4464300% |  | 2022
GMP | CABOT | Battery < 20 KW | Other | 10 | Active | 4384000% |  | 2020
GMP | CAMBRIDGE | Battery < 20 KW | Other | 10 | Active | 4311200% |  | 2018
GMP | CAMBRIDGE | Battery < 20 KW | Other | 10 | Active | 4387200% |  | 2020
GMP | Rockingham | Battery < 20 KW | Other | 9 | Active | 4477300% |  | 2022
GMP | Rockingham | Battery < 20 KW | Other | 10 | Active | 4355300% |  | 2019
GMP | Rockingham | Battery < 20 KW | Other | 10 | Active | 4414100% |  | 2020
GMP | Castleton | Battery < 20 KW | Other | 5 | Active | 4349500% |  | 2019
GMP | CASTLETON | Battery < 20 KW | Other | 5 | Active | 4321300% |  | 2018
GMP | CASTLETON | Battery < 20 KW | Other | 5 | Active | 4330500% |  | 2018
GMP | CASTLETON | Battery < 20 KW | Other | 5 | Active | 4353100% |  | 2019
GMP | CASTLETON | Battery < 20 KW | Other | 5 | Active | 4357200% |  | 2019
GMP | CASTLETON | Battery < 20 KW | Other | 10 | Active | 4364400% |  | 2019
GMP | CASTLETON | Battery < 20 KW | Other | 10 | Active | 4375800% |  | 2019
GMP | CASTLETON | Battery < 20 KW | Other | 10 | Active | 4421700% |  | 2021
GMP | CAVENDISH | Battery < 20 KW | Other | 5 | Active | 4368600% |  | 2019
GMP | CAVENDISH | Battery < 20 KW | Other | 10 | Active | 4335600% |  | 2018
GMP | CAVENDISH | Battery < 20 KW | Other | 10 | Active | 4432900% |  | 2021
GMP | CAVENDISH | Battery < 20 KW | Other | 10 | Active | 4494500% |  | 2023
GMP | CHARLOTTE | Battery < 20 KW | Other | 9 | Active | 4465600% |  | 2022
GMP | CHARLOTTE | Battery < 20 KW | Other | 4.5 | Active | 4403400% |  | 2020
GMP | CHARLOTTE | Battery < 20 KW | Other | 4.5 | Active | 4425600% |  | 2021
GMP | CHARLOTTE | Battery < 20 KW | Other | 5 | Active | 4308700% |  | 2017
GMP | CHARLOTTE | Battery < 20 KW | Other | 5 | Active | 4315500% |  | 2018
GMP | CHARLOTTE | Battery < 20 KW | Other | 5 | Active | 4316800% |  | 2018
GMP | CHARLOTTE | Battery < 20 KW | Other | 5 | Active | 4353800% |  | 2019
GMP | CHARLOTTE | Battery < 20 KW | Other | 5 | Active | 4398500% |  | 2020
GMP | CHARLOTTE | Battery < 20 KW | Other | 7 | Active | 4400400% |  | 2020
GMP | CHARLOTTE | Battery < 20 KW | Other | 9 | Active | 4417900% |  | 2020
GMP | CHARLOTTE | Battery < 20 KW | Other | 9 | Active | 4420900% |  | 2021
GMP | CHARLOTTE | Battery < 20 KW | Other | 9 | Active | 4421800% |  | 2021
GMP | CHARLOTTE | Battery < 20 KW | Other | 9 | Active | 4437200% |  | 2021
GMP | CHARLOTTE | Battery < 20 KW | Other | 9 | Active | 4465000% |  | 2022
GMP | CHARLOTTE | Battery < 20 KW | Other | 9 | Active | 4467900% |  | 2022
GMP | CHARLOTTE | Battery < 20 KW | Other | 10 | Active | 4304700% |  | 2017
GMP | CHARLOTTE | Battery < 20 KW | Other | 10 | Active | 4309600% |  | 2017
GMP | CHARLOTTE | Battery < 20 KW | Other | 10 | Active | 4333700% |  | 2018
GMP | CHARLOTTE | Battery < 20 KW | Other | 10 | Active | 4335600% |  | 2018
GMP | CHARLOTTE | Battery < 20 KW | Other | 10 | Active | 4337600% |  | 2018
GMP | CHARLOTTE | Battery < 20 KW | Other | 10 | Active | 4338300% |  | 2018
GMP | CHARLOTTE | Battery < 20 KW | Other | 10 | Active | 4343200% |  | 2018
GMP | CHARLOTTE | Battery < 20 KW | Other | 10 | Active | 4354600% |  | 2019
GMP | CHARLOTTE | Battery < 20 KW | Other | 10 | Active | 4355300% |  | 2019
GMP | CHARLOTTE | Battery < 20 KW | Other | 10 | Active | 4360000% |  | 2019
GMP | CHARLOTTE | Battery < 20 KW | Other | 10 | Active | 4361600% |  | 2019
GMP | CHARLOTTE | Battery < 20 KW | Other | 10 | Active | 4377300% |  | 2019
GMP | CHARLOTTE | Battery < 20 KW | Other | 10 | Active | 4390000% |  | 2020
GMP | CHARLOTTE | Battery < 20 KW | Other | 10 | Active | 4406000% |  | 2020
GMP | CHARLOTTE | Battery < 20 KW | Other | 10 | Active | 4414100% |  | 2020
GMP | CHARLOTTE | Battery < 20 KW | Other | 10 | Active | 4425000% |  | 2021
GMP | CHARLOTTE | Battery < 20 KW | Other | 10 | Active | 4429100% |  | 2021
GMP | CHARLOTTE | Battery < 20 KW | Other | 10 | Active | 4448700% |  | 2021
GMP | CHARLOTTE | Battery < 20 KW | Other | 10 | Active | 4456400% |  | 2022
GMP | CHARLOTTE | Battery < 20 KW | Other | 10 | Active | 4460700% |  | 2022
GMP | CHARLOTTE | Battery < 20 KW | Other | 10 | Active | 4462200% |  | 2022
GMP | CHARLOTTE | Battery < 20 KW | Other | 10 | Active | 4464100% |  | 2022
GMP | CHARLOTTE | Battery < 20 KW | Other | 10 | Active | 4468000% |  | 2022
GMP | CHARLOTTE | Battery < 20 KW | Other | 10 | Active | 4474300% |  | 2022
GMP | CHARLOTTE | Battery < 20 KW | Other | 10 | Active | 4483100% |  | 2022
GMP | CHARLOTTE | Battery < 20 KW | Other | 10 | Active | 4484800% |  | 2022
GMP | CHARLOTTE | Battery < 20 KW | Other | 28 | Active | 4422900% |  | 2021
GMP | CHELSEA | Battery < 20 KW | Other | 10 | Active | 4368300% |  | 2019
GMP | CHELSEA | Battery < 20 KW | Other | 10 | Active | 4409200% |  | 2020
GMP | CHELSEA | Battery < 20 KW | Other | 10 | Active | 4423900% |  | 2021
GMP | CHESTER | Battery < 20 KW | Other | 5 | Active | 4324200% |  | 2018
GMP | CHESTER | Battery < 20 KW | Other | 5 | Active | 4331900% |  | 2018
GMP | CHESTER | Battery < 20 KW | Other | 5 | Active | 4335500% |  | 2018
GMP | CHESTER | Battery < 20 KW | Other | 5 | Active | 4469800% |  | 2022
GMP | CHESTER | Battery < 20 KW | Other | 9 | Active | 4413700% |  | 2020
GMP | CHESTER | Battery < 20 KW | Other | 9 | Active | 4441800% |  | 2021
GMP | CHESTER | Battery < 20 KW | Other | 10 | Active | 4325600% |  | 2018
GMP | CHESTER | Battery < 20 KW | Other | 10 | Active | 4363300% |  | 2019
GMP | CHESTER | Battery < 20 KW | Other | 10 | Active | 4364000% |  | 2019
GMP | CHESTER | Battery < 20 KW | Other | 10 | Active | 4366400% |  | 2019
GMP | CHESTER | Battery < 20 KW | Other | 10 | Active | 4378000% |  | 2019
GMP | CHESTER | Battery < 20 KW | Other | 10 | Active | 4378900% |  | 2019
GMP | CHESTER | Battery < 20 KW | Other | 10 | Active | 4383600% |  | 2020
GMP | CHESTER | Battery < 20 KW | Other | 10 | Active | 4402100% |  | 2020
GMP | CHESTER | Battery < 20 KW | Other | 10 | Active | 4409200% |  | 2020
GMP | CHESTER | Battery < 20 KW | Other | 10 | Active | 4424400% |  | 2021
GMP | CHESTER | Battery < 20 KW | Other | 10 | Active | 4436800% |  | 2021
GMP | CHESTER | Battery < 20 KW | Other | 10 | Active | 4439700% |  | 2021
GMP | CHESTER | Battery < 20 KW | Other | 10 | Active | 4440600% |  | 2021
GMP | CHESTER | Battery < 20 KW | Other | 10 | Active | 4441200% |  | 2021
GMP | CHESTER | Battery < 20 KW | Other | 10 | Active | 4450300% |  | 2021
GMP | CHESTER | Battery < 20 KW | Other | 10 | Active | 4472900% |  | 2022
GMP | CHITTENDEN | Battery < 20 KW | Other | 3.5 | Active | 4434900% |  | 2021
GMP | CHITTENDEN | Battery < 20 KW | Other | 5 | Active | 4315300% |  | 2018
GMP | CHITTENDEN | Battery < 20 KW | Other | 5 | Active | 4319500% |  | 2018
GMP | CHITTENDEN | Battery < 20 KW | Other | 5 | Active | 4320700% |  | 2018
GMP | CHITTENDEN | Battery < 20 KW | Other | 10 | Active | 4347600% |  | 2019
GMP | CHITTENDEN | Battery < 20 KW | Other | 10 | Active | 4352900% |  | 2019
GMP | CHITTENDEN | Battery < 20 KW | Other | 10 | Active | 4359400% |  | 2019
GMP | CHITTENDEN | Battery < 20 KW | Other | 10 | Active | 4409000% |  | 2020
GMP | CLARENDON | Battery < 20 KW | Other | 9 | Active | 4440400% |  | 2021
GMP | CLARENDON | Battery < 20 KW | Other | 9 | Active | 4479600% |  | 2022
GMP | CLARENDON | Battery < 20 KW | Other | 10 | Active | 4341900% |  | 2018
GMP | CLARENDON | Battery < 20 KW | Other | 10 | Active | 4370300% |  | 2019
GMP | CLARENDON | Battery < 20 KW | Other | 10 | Active | 4421000% |  | 2021
GMP | CLARENDON | Battery < 20 KW | Other | 10 | Active | 4422200% |  | 2021
GMP | CLARENDON | Battery < 20 KW | Other | 10 | Active | 4449100% |  | 2021
GMP | Colchester | Battery < 20 KW | Other | 10 | Active | 4313400% |  | 2018
GMP | Colchester | Battery < 20 KW | Other | 10 | Active | 4429900% |  | 2021
GMP | COLCHESTER | Battery < 20 KW | Other | 1 | Active | 4493900% |  | 2023
GMP | COLCHESTER | Battery < 20 KW | Other | 3 | Active | 4456400% |  | 2022
GMP | COLCHESTER | Battery < 20 KW | Other | 4.5 | Active | 4463000% |  | 2022
GMP | COLCHESTER | Battery < 20 KW | Other | 5 | Active | 4313700% |  | 2018
GMP | COLCHESTER | Battery < 20 KW | Other | 5 | Active | 4325100% |  | 2018
GMP | COLCHESTER | Battery < 20 KW | Other | 5 | Active | 4326200% |  | 2018
GMP | COLCHESTER | Battery < 20 KW | Other | 5 | Active | 4326600% |  | 2018
GMP | COLCHESTER | Battery < 20 KW | Other | 5 | Active | 4327700% |  | 2018
GMP | COLCHESTER | Battery < 20 KW | Other | 5 | Active | 4329300% |  | 2018
GMP | COLCHESTER | Battery < 20 KW | Other | 5 | Active | 4333500% |  | 2018
GMP | COLCHESTER | Battery < 20 KW | Other | 5 | Active | 4352200% |  | 2019
GMP | COLCHESTER | Battery < 20 KW | Other | 5 | Active | 4357300% |  | 2019
GMP | COLCHESTER | Battery < 20 KW | Other | 5 | Active | 4373400% |  | 2019
GMP | COLCHESTER | Battery < 20 KW | Other | 5 | Active | 4399400% |  | 2020
GMP | COLCHESTER | Battery < 20 KW | Other | 5 | Active | 4465000% |  | 2022
GMP | COLCHESTER | Battery < 20 KW | Other | 10 | Active | 4318500% |  | 2018
GMP | COLCHESTER | Battery < 20 KW | Other | 10 | Active | 4328400% |  | 2018
GMP | COLCHESTER | Battery < 20 KW | Other | 10 | Active | 4332100% |  | 2018
GMP | COLCHESTER | Battery < 20 KW | Other | 10 | Active | 4338800% |  | 2018
GMP | COLCHESTER | Battery < 20 KW | Other | 10 | Active | 4350000% |  | 2019
GMP | COLCHESTER | Battery < 20 KW | Other | 10 | Active | 4354200% |  | 2019
GMP | COLCHESTER | Battery < 20 KW | Other | 10 | Active | 4366300% |  | 2019
GMP | COLCHESTER | Battery < 20 KW | Other | 10 | Active | 4367900% |  | 2019
GMP | COLCHESTER | Battery < 20 KW | Other | 10 | Active | 4376600% |  | 2019
GMP | COLCHESTER | Battery < 20 KW | Other | 10 | Active | 4380800% |  | 2019
GMP | COLCHESTER | Battery < 20 KW | Other | 10 | Active | 4383800% |  | 2020
GMP | COLCHESTER | Battery < 20 KW | Other | 10 | Active | 4387100% |  | 2020
GMP | COLCHESTER | Battery < 20 KW | Other | 10 | Active | 4388500% |  | 2020
GMP | COLCHESTER | Battery < 20 KW | Other | 10 | Active | 4398500% |  | 2020
GMP | COLCHESTER | Battery < 20 KW | Other | 10 | Active | 4403500% |  | 2020
GMP | COLCHESTER | Battery < 20 KW | Other | 10 | Active | 4422300% |  | 2021
GMP | COLCHESTER | Battery < 20 KW | Other | 10 | Active | 4428500% |  | 2021
GMP | COLCHESTER | Battery < 20 KW | Other | 10 | Active | 4430800% |  | 2021
GMP | COLCHESTER | Battery < 20 KW | Other | 10 | Active | 4430900% |  | 2021
GMP | COLCHESTER | Battery < 20 KW | Other | 10 | Active | 4432200% |  | 2021
GMP | COLCHESTER | Battery < 20 KW | Other | 10 | Active | 4439300% |  | 2021
GMP | COLCHESTER | Battery < 20 KW | Other | 10 | Active | 4459400% |  | 2022
GMP | COLCHESTER | Battery < 20 KW | Other | 10 | Active | 4473200% |  | 2022
GMP | COLCHESTER | Battery < 20 KW | Other | 10 | Active | 4474000% |  | 2022
GMP | COLCHESTER | Battery < 20 KW | Other | 10 | Active | 4475300% |  | 2022
GMP | COLCHESTER | Battery < 20 KW | Other | 10 | Active | 4495300% |  | 2023
GMP | COLCHESTER | Battery < 20 KW | Other | 18 | Active | 4420900% |  | 2021
GMP | CONCORD | Battery < 20 KW | Other | 5 | Active | 4354400% |  | 2019
GMP | CORNWALL | Battery < 20 KW | Other | 5 | Active | 4311100% |  | 2018
GMP | CORNWALL | Battery < 20 KW | Other | 5 | Active | 4321400% |  | 2018
GMP | CORNWALL | Battery < 20 KW | Other | 5 | Active | 4337500% |  | 2018
GMP | CORNWALL | Battery < 20 KW | Other | 9 | Active | 4491700% |  | 2022
GMP | CORNWALL | Battery < 20 KW | Other | 10 | Active | 4321300% |  | 2018
GMP | CORNWALL | Battery < 20 KW | Other | 10 | Active | 4338500% |  | 2018
GMP | CORNWALL | Battery < 20 KW | Other | 10 | Active | 4346900% |  | 2019
GMP | CORNWALL | Battery < 20 KW | Other | 10 | Active | 4351500% |  | 2019
GMP | CORNWALL | Battery < 20 KW | Other | 10 | Active | 4361600% |  | 2019
GMP | CORNWALL | Battery < 20 KW | Other | 10 | Active | 4365700% |  | 2019
GMP | CORNWALL | Battery < 20 KW | Other | 10 | Active | 4366200% |  | 2019
GMP | CORNWALL | Battery < 20 KW | Other | 10 | Active | 4379100% |  | 2019
GMP | CORNWALL | Battery < 20 KW | Other | 10 | Active | 4398400% |  | 2020
GMP | CORNWALL | Battery < 20 KW | Other | 10 | Active | 4403900% |  | 2020
GMP | CORNWALL | Battery < 20 KW | Other | 10 | Active | 4407000% |  | 2020
GMP | CORNWALL | Battery < 20 KW | Other | 10 | Active | 4463400% |  | 2022
GMP | CORNWALL | Battery < 20 KW | Other | 10 | Active | 4472200% |  | 2022
GMP | CORNWALL | Battery < 20 KW | Other | 10 | Active | 4485500% |  | 2022
GMP | CORNWALL | Battery < 20 KW | Other | 10 | Active | 4486700% |  | 2022
GMP | Rutland Town | Battery < 20 KW | Other | 10 | Active | 4333400% |  | 2018
GMP | Shrewsbury | Battery < 20 KW | Other | 5 | Active | 4355300% |  | 2019
GMP | Shrewsbury | Battery < 20 KW | Other | 10 | Active | 4353500% |  | 2019
GMP | DANBY | Battery < 20 KW | Other | 10 | Active | 4332100% |  | 2018
GMP | DANBY | Battery < 20 KW | Other | 10 | Active | 4355000% |  | 2019
GMP | DANBY | Battery < 20 KW | Other | 10 | Active | 4363000% |  | 2019
GMP | DANBY | Battery < 20 KW | Other | 10 | Active | 4423100% |  | 2021
GMP | DANBY | Battery < 20 KW | Other | 10 | Active | 4446000% |  | 2021
GMP | DANBY | Battery < 20 KW | Other | 10 | Active | 4490800% |  | 2022
GMP | DANVILLE | Battery < 20 KW | Other | 4.5 | Active | 4449500% |  | 2021
GMP | DANVILLE | Battery < 20 KW | Other | 5 | Active | 4320000% |  | 2018
GMP | DANVILLE | Battery < 20 KW | Other | 5 | Active | 4353800% |  | 2019
GMP | DANVILLE | Battery < 20 KW | Other | 5 | Active | 4388200% |  | 2020
GMP | DANVILLE | Battery < 20 KW | Other | 5 | Active | 4391100% |  | 2020
GMP | DANVILLE | Battery < 20 KW | Other | 10 | Active | 4385400% |  | 2020
GMP | DANVILLE | Battery < 20 KW | Other | 10 | Active | 4388100% |  | 2020
GMP | DORSET | Battery < 20 KW | Other | 4 | Active | 4414400% |  | 2020
GMP | DORSET | Battery < 20 KW | Other | 4.5 | Active | 4415800% |  | 2020
GMP | DORSET | Battery < 20 KW | Other | 5 | Active | 4328400% |  | 2018
GMP | DORSET | Battery < 20 KW | Other | 5 | Active | 4333400% |  | 2018
GMP | DORSET | Battery < 20 KW | Other | 5 | Active | 4345200% |  | 2018
GMP | DORSET | Battery < 20 KW | Other | 5 | Active | 4351800% |  | 2019
GMP | DORSET | Battery < 20 KW | Other | 10 | Active | 4313300% |  | 2018
GMP | DORSET | Battery < 20 KW | Other | 10 | Active | 4337200% |  | 2018
GMP | DORSET | Battery < 20 KW | Other | 10 | Active | 4337900% |  | 2018
GMP | DORSET | Battery < 20 KW | Other | 10 | Active | 4346000% |  | 2018
GMP | DORSET | Battery < 20 KW | Other | 10 | Active | 4346200% |  | 2018
GMP | DORSET | Battery < 20 KW | Other | 10 | Active | 4346700% |  | 2019
GMP | DORSET | Battery < 20 KW | Other | 10 | Active | 4380900% |  | 2019
GMP | DORSET | Battery < 20 KW | Other | 10 | Active | 4412700% |  | 2020
GMP | DORSET | Battery < 20 KW | Other | 10 | Active | 4481000% |  | 2022
GMP | DORSET | Battery < 20 KW | Other | 10 | Active | 4489700% |  | 2022
GMP | DOVER | Battery < 20 KW | Other | 5 | Active | 4441900% |  | 2021
GMP | DOVER | Battery < 20 KW | Other | 10 | Active | 4305600% |  | 2017
GMP | DOVER | Battery < 20 KW | Other | 10 | Active | 4358500% |  | 2019
GMP | DOVER | Battery < 20 KW | Other | 10 | Active | 4362100% |  | 2019
GMP | DOVER | Battery < 20 KW | Other | 10 | Active | 4438300% |  | 2021
GMP | DOVER | Battery < 20 KW | Other | 5 | Active | 4353900% |  | 2019
GMP | DOVER | Battery < 20 KW | Other | 10 | Active | 4315800% |  | 2018
GMP | DOVER | Battery < 20 KW | Other | 10 | Active | 4347500% |  | 2019
GMP | DOVER | Battery < 20 KW | Other | 10 | Active | 4436200% |  | 2021
GMP | DOVER | Battery < 20 KW | Other | 10 | Active | 4347800% |  | 2019
GMP | DUMMERSTON | Battery < 20 KW | Other | 5 | Active | 4318800% |  | 2018
GMP | DUMMERSTON | Battery < 20 KW | Other | 5 | Active | 4354300% |  | 2019
GMP | DUMMERSTON | Battery < 20 KW | Other | 5 | Active | 4355300% |  | 2019
GMP | DUMMERSTON | Battery < 20 KW | Other | 5 | Active | 4355900% |  | 2019
GMP | DUMMERSTON | Battery < 20 KW | Other | 5 | Active | 4473600% |  | 2022
GMP | DUMMERSTON | Battery < 20 KW | Other | 10 | Active | 4347900% |  | 2019
GMP | DUMMERSTON | Battery < 20 KW | Other | 10 | Active | 4363000% |  | 2019
GMP | DUMMERSTON | Battery < 20 KW | Other | 10 | Active | 4419500% |  | 2020
GMP | DUMMERSTON | Battery < 20 KW | Other | 10 | Active | 4428100% |  | 2021
GMP | DUMMERSTON | Battery < 20 KW | Other | 10 | Active | 4437000% |  | 2021
GMP | DUMMERSTON | Battery < 20 KW | Other | 10 | Active | 4437700% |  | 2021
GMP | DUMMERSTON | Battery < 20 KW | Other | 10 | Active | 4440700% |  | 2021
GMP | DUMMERSTON | Battery < 20 KW | Other | 10 | Active | 4452100% |  | 2021
GMP | DUMMERSTON | Battery < 20 KW | Other | 10 | Active | 4489700% |  | 2022
GMP | DUMMERSTON | Battery < 20 KW | Other | 5 | Active | 4329300% |  | 2018
GMP | DUMMERSTON | Battery < 20 KW | Other | 10 | Active | 4471500% |  | 2022
GMP | DUMMERSTON | Battery < 20 KW | Other | 10 | Active | 4478100% |  | 2022
GMP | DUXBURY | Battery < 20 KW | Other | 5 | Active | 4314400% |  | 2018
GMP | DUXBURY | Battery < 20 KW | Other | 5 | Active | 4359100% |  | 2019
GMP | DUXBURY | Battery < 20 KW | Other | 10 | Active | 4303300% |  | 2017
GMP | DUXBURY | Battery < 20 KW | Other | 10 | Active | 4348900% |  | 2019
GMP | Barre Town | Battery < 20 KW | Other | 5 | Active | 4359100% |  | 2019
GMP | Barre Town | Battery < 20 KW | Other | 10 | Active | 4362900% |  | 2019
GMP | Calais | Battery < 20 KW | Other | 10 | Active | 4339500% |  | 2018
GMP | Dover | Battery < 20 KW | Other | 10 | Active | 4435500% |  | 2021
GMP | Dummerston | Battery < 20 KW | Other | 10 | Active | 4349400% |  | 2019
GMP | Dummerston | Battery < 20 KW | Other | 10 | Active | 4351600% |  | 2019
GMP | Dummerston | Battery < 20 KW | Other | 10 | Active | 4430000% |  | 2021
GMP | Fairfield | Battery < 20 KW | Other | 10 | Active | 4402700% |  | 2020
GMP | Middlebury | Battery < 20 KW | Other | 5 | Active | 4341200% |  | 2018
GMP | Middlebury | Battery < 20 KW | Other | 10 | Active | 4386700% |  | 2020
GMP | East Montpelier | Battery < 20 KW | Other | 9 | Active | 4400700% |  | 2020
GMP | East Montpelier | Battery < 20 KW | Other | 10 | Active | 4359900% |  | 2019
GMP | East Montpelier | Battery < 20 KW | Other | 10 | Active | 4364300% |  | 2019
GMP | East Montpelier | Battery < 20 KW | Other | 10 | Active | 4381700% |  | 2019
GMP | East Montpelier | Battery < 20 KW | Other | 10 | Active | 4411200% |  | 2020
GMP | East Montpelier | Battery < 20 KW | Other | 10 | Active | 4438300% |  | 2021
GMP | East Montpelier | Battery < 20 KW | Other | 10 | Active | 4476400% |  | 2022
GMP | St. Johnsbury | Battery < 20 KW | Other | 10 | Active | 4399800% |  | 2020
GMP | St. Johnsbury | Battery < 20 KW | Other | 10 | Active | 4434800% |  | 2021
GMP | Wallingford | Battery < 20 KW | Other | 6.7 | Active | 4483700% |  | 2022
GMP | Wallingford | Battery < 20 KW | Other | 10 | Active | 4332300% |  | 2018
GMP | Dorset | Battery < 20 KW | Other | 5 | Active | 4356500% |  | 2019
GMP | Dorset | Battery < 20 KW | Other | 10 | Active | 4387900% |  | 2020
GMP | Dorset | Battery < 20 KW | Other | 10 | Active | 4392100% |  | 2020
GMP | Dorset | Battery < 20 KW | Other | 10 | Active | 4410300% |  | 2020
GMP | Dorset | Battery < 20 KW | Other | 10 | Active | 4423000% |  | 2021
GMP | Thetford | Battery < 20 KW | Other | 10 | Active | 4323000% |  | 2018
GMP | ESSEX | Battery < 20 KW | Other | 5 | Active | 4321700% |  | 2018
GMP | ESSEX | Battery < 20 KW | Other | 5 | Active | 4326200% |  | 2018
GMP | ESSEX | Battery < 20 KW | Other | 5 | Active | 4329300% |  | 2018
GMP | ESSEX | Battery < 20 KW | Other | 5 | Active | 4334700% |  | 2018
GMP | ESSEX | Battery < 20 KW | Other | 5 | Active | 4359900% |  | 2019
GMP | ESSEX | Battery < 20 KW | Other | 9 | Active | 4494700% |  | 2023
GMP | ESSEX | Battery < 20 KW | Other | 10 | Active | 4318000% |  | 2018
GMP | ESSEX | Battery < 20 KW | Other | 10 | Active | 4319300% |  | 2018
GMP | ESSEX | Battery < 20 KW | Other | 10 | Active | 4324400% |  | 2018
GMP | ESSEX | Battery < 20 KW | Other | 10 | Active | 4326700% |  | 2018
GMP | ESSEX | Battery < 20 KW | Other | 10 | Active | 4331500% |  | 2018
GMP | ESSEX | Battery < 20 KW | Other | 10 | Active | 4353600% |  | 2019
GMP | ESSEX | Battery < 20 KW | Other | 10 | Active | 4361900% |  | 2019
GMP | ESSEX | Battery < 20 KW | Other | 10 | Active | 4363400% |  | 2019
GMP | ESSEX | Battery < 20 KW | Other | 10 | Active | 4415800% |  | 2020
GMP | ESSEX | Battery < 20 KW | Other | 10 | Active | 4429300% |  | 2021
GMP | ESSEX | Battery < 20 KW | Other | 10 | Active | 4463700% |  | 2022
GMP | ESSEX | Battery < 20 KW | Other | 10 | Active | 4490300% |  | 2022
GMP | ESSEX | Battery < 20 KW | Other | 15 | Active | 4316200% |  | 2018
GMP | ESSEX | Battery < 20 KW | Other | 3 | Active | 4477300% |  | 2022
GMP | ESSEX | Battery < 20 KW | Other | 5 | Active | 4353500% |  | 2019
GMP | ESSEX | Battery < 20 KW | Other | 5 | Active | 4371900% |  | 2019
GMP | ESSEX | Battery < 20 KW | Other | 5 | Active | 4455900% |  | 2021
GMP | ESSEX | Battery < 20 KW | Other | 9 | Active | 4450900% |  | 2021
GMP | ESSEX | Battery < 20 KW | Other | 10 | Active | 4364200% |  | 2019
GMP | ESSEX | Battery < 20 KW | Other | 10 | Active | 4370500% |  | 2019
GMP | ESSEX | Battery < 20 KW | Other | 10 | Active | 4494900% |  | 2023
GMP | Essex | Battery < 20 KW | Other | 3 | Active | 4424400% |  | 2021
GMP | Essex | Battery < 20 KW | Other | 4.5 | Active | 4490400% |  | 2022
GMP | Essex | Battery < 20 KW | Other | 5 | Active | 4307000% |  | 2017
GMP | Essex | Battery < 20 KW | Other | 5 | Active | 4322100% |  | 2018
GMP | Essex | Battery < 20 KW | Other | 5 | Active | 4352300% |  | 2019
GMP | Essex | Battery < 20 KW | Other | 5 | Active | 4354600% |  | 2019
GMP | Essex | Battery < 20 KW | Other | 5.5 | Active | 4478600% |  | 2022
GMP | Essex | Battery < 20 KW | Other | 10 | Active | 4323200% |  | 2018
GMP | Essex | Battery < 20 KW | Other | 10 | Active | 4332100% |  | 2018
GMP | Essex | Battery < 20 KW | Other | 10 | Active | 4344600% |  | 2018
GMP | Essex | Battery < 20 KW | Other | 10 | Active | 4374700% |  | 2019
GMP | Essex | Battery < 20 KW | Other | 10 | Active | 4388100% |  | 2020
GMP | Essex | Battery < 20 KW | Other | 10 | Active | 4390900% |  | 2020
GMP | Essex | Battery < 20 KW | Other | 10 | Active | 4405500% |  | 2020
GMP | Essex | Battery < 20 KW | Other | 10 | Active | 4413400% |  | 2020
GMP | Essex | Battery < 20 KW | Other | 10 | Active | 4474900% |  | 2022
GMP | Essex | Battery < 20 KW | Other | 10 | Active | 4350100% |  | 2019
GMP | FAIR HAVEN | Battery < 20 KW | Other | 5 | Active | 4361500% |  | 2019
GMP | FAIR HAVEN | Battery < 20 KW | Other | 10 | Active | 4362700% |  | 2019
GMP | FAIR HAVEN | Battery < 20 KW | Other | 10 | Active | 4387500% |  | 2020
GMP | FAIRFAX | Battery < 20 KW | Other | 5 | Active | 4331500% |  | 2018
GMP | FAIRFAX | Battery < 20 KW | Other | 5 | Active | 4355000% |  | 2019
GMP | FAIRFAX | Battery < 20 KW | Other | 9 | Active | 4465900% |  | 2022
GMP | FAIRFAX | Battery < 20 KW | Other | 10 | Active | 4304600% |  | 2017
GMP | FAIRFAX | Battery < 20 KW | Other | 10 | Active | 4337500% |  | 2018
GMP | FAIRFAX | Battery < 20 KW | Other | 10 | Active | 4340600% |  | 2018
GMP | FAIRFAX | Battery < 20 KW | Other | 10 | Active | 4344500% |  | 2018
GMP | FAIRFAX | Battery < 20 KW | Other | 10 | Active | 4347500% |  | 2019
GMP | FAIRFAX | Battery < 20 KW | Other | 10 | Active | 4348000% |  | 2019
GMP | FAIRFAX | Battery < 20 KW | Other | 10 | Active | 4349300% |  | 2019
GMP | FAIRFAX | Battery < 20 KW | Other | 10 | Active | 4354500% |  | 2019
GMP | FAIRFAX | Battery < 20 KW | Other | 10 | Active | 4428600% |  | 2021
GMP | FAIRFAX | Battery < 20 KW | Other | 10 | Active | 4442600% |  | 2021
GMP | FAIRFAX | Battery < 20 KW | Other | 10 | Active | 4465100% |  | 2022
GMP | FAIRFAX | Battery < 20 KW | Other | 10 | Active | 4472600% |  | 2022
GMP | FAIRFIELD | Battery < 20 KW | Other | 6 | Active | 4466500% |  | 2022
GMP | FAIRLEE | Battery < 20 KW | Other | 5 | Active | 4303200% |  | 2017
GMP | FAIRLEE | Battery < 20 KW | Other | 5 | Active | 4317600% |  | 2018
GMP | FAIRLEE | Battery < 20 KW | Other | 5 | Active | 4333400% |  | 2018
GMP | FAIRLEE | Battery < 20 KW | Other | 10 | Active | 4343400% |  | 2018
GMP | FAIRLEE | Battery < 20 KW | Other | 10 | Active | 4343900% |  | 2018
GMP | FAIRLEE | Battery < 20 KW | Other | 10 | Active | 4368200% |  | 2019
GMP | FAIRLEE | Battery < 20 KW | Other | 10 | Active | 4379600% |  | 2019
GMP | FAYSTON | Battery < 20 KW | Other | 5 | Active | 4320200% |  | 2018
GMP | FAYSTON | Battery < 20 KW | Other | 5 | Active | 4334300% |  | 2018
GMP | FAYSTON | Battery < 20 KW | Other | 10 | Active | 4342000% |  | 2018
GMP | FAYSTON | Battery < 20 KW | Other | 10 | Active | 4472800% |  | 2022
GMP | FAYSTON | Battery < 20 KW | Other | 10 | Active | 4478500% |  | 2022
GMP | FAYSTON | Battery < 20 KW | Other | 5 | Active | 4349500% |  | 2019
GMP | FAYSTON | Battery < 20 KW | Other | 5 | Active | 4349800% |  | 2019
GMP | FAYSTON | Battery < 20 KW | Other | 5 | Active | 4350000% |  | 2019
GMP | FAYSTON | Battery < 20 KW | Other | 10 | Active | 4338300% |  | 2018
GMP | FAYSTON | Battery < 20 KW | Other | 10 | Active | 4349700% |  | 2019
GMP | FAYSTON | Battery < 20 KW | Other | 10 | Active | 4366400% |  | 2019
GMP | FAYSTON | Battery < 20 KW | Other | 10 | Active | 4401800% |  | 2020
GMP | FAYSTON | Battery < 20 KW | Other | 10 | Active | 4407000% |  | 2020
GMP | FAYSTON | Battery < 20 KW | Other | 10 | Active | 4425600% |  | 2021
GMP | FAYSTON | Battery < 20 KW | Other | 10 | Active | 4436900% |  | 2021
GMP | FAYSTON | Battery < 20 KW | Other | 10 | Active | 4477600% |  | 2022
GMP | Ferrisburgh | Battery < 20 KW | Other | 5 | Active | 4332100% |  | 2018
GMP | Ferrisburgh | Battery < 20 KW | Other | 10 | Active | 4341600% |  | 2018
GMP | Ferrisburgh | Battery < 20 KW | Other | 10 | Active | 4390700% |  | 2020
GMP | Ferrisburgh | Battery < 20 KW | Other | 10 | Active | 4408300% |  | 2020
GMP | Ferrisburgh | Battery < 20 KW | Other | 10 | Active | 4434900% |  | 2021
GMP | Ferrisburgh | Battery < 20 KW | Other | 10 | Active | 4444900% |  | 2021
GMP | FLETCHER | Battery < 20 KW | Other | 5 | Active | 4324600% |  | 2018
GMP | FLETCHER | Battery < 20 KW | Other | 5 | Active | 4357900% |  | 2019
GMP | FLETCHER | Battery < 20 KW | Other | 5 | Active | 4407100% |  | 2020
GMP | FLETCHER | Battery < 20 KW | Other | 9 | Active | 4479600% |  | 2022
GMP | FLETCHER | Battery < 20 KW | Other | 10 | Active | 4323900% |  | 2018
GMP | FLETCHER | Battery < 20 KW | Other | 10 | Active | 4388800% |  | 2020
GMP | FLETCHER | Battery < 20 KW | Other | 10 | Active | 4399000% |  | 2020
GMP | GEORGIA | Battery < 20 KW | Other | 5 | Active | 4406400% |  | 2020
GMP | GEORGIA | Battery < 20 KW | Other | 5 | Active | 4354500% |  | 2019
GMP | GEORGIA | Battery < 20 KW | Other | 5 | Active | 4371200% |  | 2019
GMP | GEORGIA | Battery < 20 KW | Other | 10 | Active | 4325100% |  | 2018
GMP | GEORGIA | Battery < 20 KW | Other | 10 | Active | 4336000% |  | 2018
GMP | GEORGIA | Battery < 20 KW | Other | 10 | Active | 4345500% |  | 2018
GMP | GEORGIA | Battery < 20 KW | Other | 10 | Active | 4349700% |  | 2019
GMP | GEORGIA | Battery < 20 KW | Other | 10 | Active | 4351800% |  | 2019
GMP | GEORGIA | Battery < 20 KW | Other | 10 | Active | 4384500% |  | 2020
GMP | GEORGIA | Battery < 20 KW | Other | 5 | Active | 4354500% |  | 2019
GMP | Lunenburg | Battery < 20 KW | Other | 10 | Active | 4327100% |  | 2018
GMP | GOSHEN | Battery < 20 KW | Other | 5 | Active | 4324200% |  | 2018
GMP | GOSHEN | Battery < 20 KW | Other | 10 | Active | 4304700% |  | 2017
GMP | GOSHEN | Battery < 20 KW | Other | 10 | Active | 4424600% |  | 2021
GMP | GRAFTON | Battery < 20 KW | Other | 10 | Active | 4326500% |  | 2018
GMP | GRAFTON | Battery < 20 KW | Other | 10 | Active | 4351800% |  | 2019
GMP | GRAFTON | Battery < 20 KW | Other | 10 | Active | 4377700% |  | 2019
GMP | GRAFTON | Battery < 20 KW | Other | 10 | Active | 4410200% |  | 2020
GMP | GRAFTON | Battery < 20 KW | Other | 10 | Active | 4429400% |  | 2021
GMP | GRAFTON | Battery < 20 KW | Other | 10 | Active | 4434300% |  | 2021
GMP | GRAFTON | Battery < 20 KW | Other | 10 | Active | 4438300% |  | 2021
GMP | GRAFTON | Battery < 20 KW | Other | 10 | Active | 4438500% |  | 2021
GMP | GRAFTON | Battery < 20 KW | Other | 10 | Active | 4439200% |  | 2021
GMP | GRAFTON | Battery < 20 KW | Other | 10 | Active | 4441100% |  | 2021
GMP | GRAFTON | Battery < 20 KW | Other | 10 | Active | 4443900% |  | 2021
GMP | GRAFTON | Battery < 20 KW | Other | 10 | Active | 4445200% |  | 2021
GMP | GRAFTON | Battery < 20 KW | Other | 10 | Active | 4479200% |  | 2022
GMP | GRANVILLE | Battery < 20 KW | Other | 5 | Active | 4304200% |  | 2017
GMP | GRANVILLE | Battery < 20 KW | Other | 5 | Active | 4332600% |  | 2018
GMP | GRANVILLE | Battery < 20 KW | Other | 10 | Active | 4333400% |  | 2018
GMP | GRANVILLE | Battery < 20 KW | Other | 10 | Active | 4347400% |  | 2019
GMP | GRANVILLE | Battery < 20 KW | Other | 10 | Active | 4385900% |  | 2020
GMP | GRANVILLE | Battery < 20 KW | Other | 10 | Active | 4447400% |  | 2021
GMP | GROTON | Battery < 20 KW | Other | 10 | Active | 4459300% |  | 2022
GMP | GUILDHALL | Battery < 20 KW | Other | 10 | Active | 4324300% |  | 2018
GMP | GUILFORD | Battery < 20 KW | Other | 5 | Active | 4339100% |  | 2018
GMP | GUILFORD | Battery < 20 KW | Other | 5 | Active | 4340400% |  | 2018
GMP | GUILFORD | Battery < 20 KW | Other | 5 | Active | 4353100% |  | 2019
GMP | GUILFORD | Battery < 20 KW | Other | 5 | Active | 4354300% |  | 2019
GMP | GUILFORD | Battery < 20 KW | Other | 5 | Active | 4354500% |  | 2019
GMP | GUILFORD | Battery < 20 KW | Other | 5 | Active | 4356500% |  | 2019
GMP | GUILFORD | Battery < 20 KW | Other | 5 | Active | 4357200% |  | 2019
GMP | GUILFORD | Battery < 20 KW | Other | 5 | Active | 4358100% |  | 2019
GMP | GUILFORD | Battery < 20 KW | Other | 5 | Active | 4359300% |  | 2019
GMP | GUILFORD | Battery < 20 KW | Other | 5 | Active | 4362200% |  | 2019
GMP | GUILFORD | Battery < 20 KW | Other | 5 | Active | 4383300% |  | 2020
GMP | GUILFORD | Battery < 20 KW | Other | 5 | Active | 4413200% |  | 2020
GMP | GUILFORD | Battery < 20 KW | Other | 5 | Active | 4470700% |  | 2022
GMP | GUILFORD | Battery < 20 KW | Other | 10 | Active | 4313600% |  | 2018
GMP | GUILFORD | Battery < 20 KW | Other | 10 | Active | 4318500% |  | 2018
GMP | GUILFORD | Battery < 20 KW | Other | 10 | Active | 4320600% |  | 2018
GMP | GUILFORD | Battery < 20 KW | Other | 10 | Active | 4322700% |  | 2018
GMP | GUILFORD | Battery < 20 KW | Other | 10 | Active | 4350100% |  | 2019
GMP | GUILFORD | Battery < 20 KW | Other | 10 | Active | 4350400% |  | 2019
GMP | GUILFORD | Battery < 20 KW | Other | 10 | Active | 4356700% |  | 2019
GMP | GUILFORD | Battery < 20 KW | Other | 10 | Active | 4357700% |  | 2019
GMP | GUILFORD | Battery < 20 KW | Other | 10 | Active | 4360600% |  | 2019
GMP | GUILFORD | Battery < 20 KW | Other | 10 | Active | 4363500% |  | 2019
GMP | GUILFORD | Battery < 20 KW | Other | 10 | Active | 4365600% |  | 2019
GMP | GUILFORD | Battery < 20 KW | Other | 10 | Active | 4368400% |  | 2019
GMP | GUILFORD | Battery < 20 KW | Other | 10 | Active | 4370200% |  | 2019
GMP | GUILFORD | Battery < 20 KW | Other | 10 | Active | 4371100% |  | 2019
GMP | GUILFORD | Battery < 20 KW | Other | 10 | Active | 4376700% |  | 2019
GMP | GUILFORD | Battery < 20 KW | Other | 10 | Active | 4377000% |  | 2019
GMP | GUILFORD | Battery < 20 KW | Other | 10 | Active | 4379100% |  | 2019
GMP | GUILFORD | Battery < 20 KW | Other | 10 | Active | 4404100% |  | 2020
GMP | GUILFORD | Battery < 20 KW | Other | 10 | Active | 4404200% |  | 2020
GMP | GUILFORD | Battery < 20 KW | Other | 10 | Active | 4422000% |  | 2021
GMP | GUILFORD | Battery < 20 KW | Other | 10 | Active | 4439900% |  | 2021
GMP | GUILFORD | Battery < 20 KW | Other | 10 | Active | 4456500% |  | 2022
GMP | GUILFORD | Battery < 20 KW | Other | 10 | Active | 4462800% |  | 2022
GMP | HALIFAX | Battery < 20 KW | Other | 5 | Active | 4339700% |  | 2018
GMP | HALIFAX | Battery < 20 KW | Other | 10 | Active | 4349300% |  | 2019
GMP | HALIFAX | Battery < 20 KW | Other | 10 | Active | 4350700% |  | 2019
GMP | HALIFAX | Battery < 20 KW | Other | 10 | Active | 4363400% |  | 2019
GMP | HALIFAX | Battery < 20 KW | Other | 10 | Active | 4438900% |  | 2021
GMP | HALIFAX | Battery < 20 KW | Other | 10 | Active | 4483700% |  | 2022
GMP | HARTFORD | Battery < 20 KW | Other | 10 | Active | 4425000% |  | 2021
GMP | HARTFORD | Battery < 20 KW | Other | 5 | Active | 4322500% |  | 2018
GMP | HARTFORD | Battery < 20 KW | Other | 5 | Active | 4353000% |  | 2019
GMP | HARTFORD | Battery < 20 KW | Other | 5 | Active | 4354500% |  | 2019
GMP | HARTFORD | Battery < 20 KW | Other | 5 | Active | 4355100% |  | 2019
GMP | HARTFORD | Battery < 20 KW | Other | 7 | Active | 4421800% |  | 2021
GMP | HARTFORD | Battery < 20 KW | Other | 7 | Active | 4445200% |  | 2021
GMP | HARTFORD | Battery < 20 KW | Other | 10 | Active | 4314500% |  | 2018
GMP | HARTFORD | Battery < 20 KW | Other | 10 | Active | 4322700% |  | 2018
GMP | HARTFORD | Battery < 20 KW | Other | 10 | Active | 4336800% |  | 2018
GMP | HARTFORD | Battery < 20 KW | Other | 10 | Active | 4337100% |  | 2018
GMP | HARTFORD | Battery < 20 KW | Other | 10 | Active | 4338100% |  | 2018
GMP | HARTFORD | Battery < 20 KW | Other | 10 | Active | 4340000% |  | 2018
GMP | HARTFORD | Battery < 20 KW | Other | 10 | Active | 4362900% |  | 2019
GMP | HARTFORD | Battery < 20 KW | Other | 10 | Active | 4365400% |  | 2019
GMP | HARTFORD | Battery < 20 KW | Other | 10 | Active | 4365500% |  | 2019
GMP | HARTFORD | Battery < 20 KW | Other | 10 | Active | 4391600% |  | 2020
GMP | HARTFORD | Battery < 20 KW | Other | 10 | Active | 4425800% |  | 2021
GMP | Hartland | Battery < 20 KW | Other | 10 | Active | 4377300% |  | 2019
GMP | HARTLAND | Battery < 20 KW | Other | 5 | Active | 4318000% |  | 2018
GMP | HARTLAND | Battery < 20 KW | Other | 5 | Active | 4324500% |  | 2018
GMP | HARTLAND | Battery < 20 KW | Other | 5 | Active | 4332800% |  | 2018
GMP | HARTLAND | Battery < 20 KW | Other | 5 | Active | 4350200% |  | 2019
GMP | HARTLAND | Battery < 20 KW | Other | 5 | Active | 4351200% |  | 2019
GMP | HARTLAND | Battery < 20 KW | Other | 5 | Active | 4355000% |  | 2019
GMP | HARTLAND | Battery < 20 KW | Other | 5 | Active | 4359200% |  | 2019
GMP | HARTLAND | Battery < 20 KW | Other | 5 | Active | 4403200% |  | 2020
GMP | HARTLAND | Battery < 20 KW | Other | 5 | Active | 4440700% |  | 2021
GMP | HARTLAND | Battery < 20 KW | Other | 7 | Active | 4491500% |  | 2022
GMP | HARTLAND | Battery < 20 KW | Other | 10 | Active | 4315700% |  | 2018
GMP | HARTLAND | Battery < 20 KW | Other | 10 | Active | 4331500% |  | 2018
GMP | HARTLAND | Battery < 20 KW | Other | 10 | Active | 4344000% |  | 2018
GMP | HARTLAND | Battery < 20 KW | Other | 10 | Active | 4344500% |  | 2018
GMP | HARTLAND | Battery < 20 KW | Other | 10 | Active | 4345200% |  | 2018
GMP | HARTLAND | Battery < 20 KW | Other | 10 | Active | 4348300% |  | 2019
GMP | HARTLAND | Battery < 20 KW | Other | 10 | Active | 4351500% |  | 2019
GMP | HARTLAND | Battery < 20 KW | Other | 10 | Active | 4355100% |  | 2019
GMP | HARTLAND | Battery < 20 KW | Other | 10 | Active | 4367000% |  | 2019
GMP | HARTLAND | Battery < 20 KW | Other | 10 | Active | 4367200% |  | 2019
GMP | HARTLAND | Battery < 20 KW | Other | 10 | Active | 4371900% |  | 2019
GMP | HARTLAND | Battery < 20 KW | Other | 10 | Active | 4382500% |  | 2019
GMP | HARTLAND | Battery < 20 KW | Other | 10 | Active | 4388200% |  | 2020
GMP | HARTLAND | Battery < 20 KW | Other | 10 | Active | 4388700% |  | 2020
GMP | HARTLAND | Battery < 20 KW | Other | 10 | Active | 4388900% |  | 2020
GMP | HARTLAND | Battery < 20 KW | Other | 10 | Active | 4391000% |  | 2020
GMP | HARTLAND | Battery < 20 KW | Other | 10 | Active | 4398400% |  | 2020
GMP | HARTLAND | Battery < 20 KW | Other | 10 | Active | 4399000% |  | 2020
GMP | HARTLAND | Battery < 20 KW | Other | 10 | Active | 4421800% |  | 2021
GMP | HARTLAND | Battery < 20 KW | Other | 10 | Active | 4423200% |  | 2021
GMP | HARTLAND | Battery < 20 KW | Other | 10 | Active | 4429900% |  | 2021
GMP | HARTLAND | Battery < 20 KW | Other | 10 | Active | 4433500% |  | 2021
GMP | HARTLAND | Battery < 20 KW | Other | 10 | Active | 4447400% |  | 2021
GMP | HARTLAND | Battery < 20 KW | Other | 10 | Active | 4460100% |  | 2022
GMP | HARTLAND | Battery < 20 KW | Other | 10 | Active | 4460800% |  | 2022
GMP | HARTLAND | Battery < 20 KW | Other | 10 | Active | 4464200% |  | 2022
GMP | HARTLAND | Battery < 20 KW | Other | 10 | Active | 4469900% |  | 2022
GMP | HARTLAND | Battery < 20 KW | Other | 10 | Active | 4471500% |  | 2022
GMP | HARTLAND | Battery < 20 KW | Other | 10 | Active | 4472200% |  | 2022
GMP | HARTLAND | Battery < 20 KW | Other | 10 | Active | 4484700% |  | 2022
GMP | HARTLAND | Battery < 20 KW | Other | 10 | Active | 4362600% |  | 2019
GMP | HINESBURG | Battery < 20 KW | Other | 5 | Active | 4314000% |  | 2018
GMP | HINESBURG | Battery < 20 KW | Other | 5 | Active | 4318800% |  | 2018
GMP | HINESBURG | Battery < 20 KW | Other | 5 | Active | 4332000% |  | 2018
GMP | HINESBURG | Battery < 20 KW | Other | 5 | Active | 4350100% |  | 2019
GMP | HINESBURG | Battery < 20 KW | Other | 6 | Active | 4420900% |  | 2021
GMP | HINESBURG | Battery < 20 KW | Other | 9 | Active | 4478900% |  | 2022
GMP | HINESBURG | Battery < 20 KW | Other | 10 | Active | 4329400% |  | 2018
GMP | HINESBURG | Battery < 20 KW | Other | 10 | Active | 4338200% |  | 2018
GMP | HINESBURG | Battery < 20 KW | Other | 10 | Active | 4339500% |  | 2018
GMP | HINESBURG | Battery < 20 KW | Other | 10 | Active | 4366500% |  | 2019
GMP | HINESBURG | Battery < 20 KW | Other | 10 | Active | 4367100% |  | 2019
GMP | HINESBURG | Battery < 20 KW | Other | 10 | Active | 4367200% |  | 2019
GMP | HINESBURG | Battery < 20 KW | Other | 10 | Active | 4404000% |  | 2020
GMP | HINESBURG | Battery < 20 KW | Other | 10 | Active | 4408300% |  | 2020
GMP | HINESBURG | Battery < 20 KW | Other | 10 | Active | 4430100% |  | 2021
GMP | HINESBURG | Battery < 20 KW | Other | 10 | Active | 4464900% |  | 2022
GMP | HINESBURG | Battery < 20 KW | Other | 10 | Active | 4466400% |  | 2022
GMP | HINESBURG | Battery < 20 KW | Other | 10 | Active | 4474100% |  | 2022
GMP | HINESBURG | Battery < 20 KW | Other | 10 | Active | 4481900% |  | 2022
GMP | HINESBURG | Battery < 20 KW | Other | 10 | Active | 4490200% |  | 2022
GMP | HUBBARDTON | Battery < 20 KW | Other | 10 | Active | 4362000% |  | 2019
GMP | HUBBARDTON | Battery < 20 KW | Other | 10 | Active | 4409600% |  | 2020
GMP | HUBBARDTON | Battery < 20 KW | Other | 10 | Active | 4473300% |  | 2022
GMP | HUNTINGTON | Battery < 20 KW | Other | 5 | Active | 4351000% |  | 2019
GMP | HUNTINGTON | Battery < 20 KW | Other | 5 | Active | 4352300% |  | 2019
GMP | HUNTINGTON | Battery < 20 KW | Other | 10 | Active | 4316200% |  | 2018
GMP | HUNTINGTON | Battery < 20 KW | Other | 10 | Active | 4330400% |  | 2018
GMP | HUNTINGTON | Battery < 20 KW | Other | 10 | Active | 4369000% |  | 2019
GMP | HUNTINGTON | Battery < 20 KW | Other | 10 | Active | 4388200% |  | 2020
GMP | HUNTINGTON | Battery < 20 KW | Other | 10 | Active | 4435500% |  | 2021
GMP | Castleton | Battery < 20 KW | Other | 10 | Active | 4431400% |  | 2021
GMP | Castleton | Battery < 20 KW | Other | 10 | Active | 4485200% |  | 2022
GMP | Castleton | Battery < 20 KW | Other | 10 | Active | 4486500% |  | 2022
GMP | IRA | Battery < 20 KW | Other | 5 | Active | 4316400% |  | 2018
GMP | IRA | Battery < 20 KW | Other | 5 | Active | 4319300% |  | 2018
GMP | IRA | Battery < 20 KW | Other | 10 | Active | 4365700% |  | 2019
GMP | JAMAICA | Battery < 20 KW | Other | 5 | Active | 4325800% |  | 2018
GMP | JAMAICA | Battery < 20 KW | Other | 5 | Active | 4354300% |  | 2019
GMP | JAMAICA | Battery < 20 KW | Other | 5 | Active | 4359200% |  | 2019
GMP | JAMAICA | Battery < 20 KW | Other | 10 | Active | 4325700% |  | 2018
GMP | JAMAICA | Battery < 20 KW | Other | 10 | Active | 4341300% |  | 2018
GMP | JAMAICA | Battery < 20 KW | Other | 10 | Active | 4348200% |  | 2019
GMP | JAMAICA | Battery < 20 KW | Other | 10 | Active | 4360500% |  | 2019
GMP | JAMAICA | Battery < 20 KW | Other | 10 | Active | 4364200% |  | 2019
GMP | JAMAICA | Battery < 20 KW | Other | 10 | Active | 4375200% |  | 2019
GMP | JAMAICA | Battery < 20 KW | Other | 10 | Active | 4375400% |  | 2019
GMP | JAMAICA | Battery < 20 KW | Other | 10 | Active | 4408200% |  | 2020
GMP | JAMAICA | Battery < 20 KW | Other | 10 | Active | 4439900% |  | 2021
GMP | Cambridge | Battery < 20 KW | Other | 10 | Active | 4389300% |  | 2020
GMP | Jericho | Battery < 20 KW | Other | 5 | Active | 4333300% |  | 2018
GMP | Jericho | Battery < 20 KW | Other | 10 | Active | 4409200% |  | 2020
GMP | JERICHO | Battery < 20 KW | Other | 5 | Active | 4306900% |  | 2017
GMP | JERICHO | Battery < 20 KW | Other | 5 | Active | 4329000% |  | 2018
GMP | JERICHO | Battery < 20 KW | Other | 5 | Active | 4350200% |  | 2019
GMP | JERICHO | Battery < 20 KW | Other | 5 | Active | 4357800% |  | 2019
GMP | JERICHO | Battery < 20 KW | Other | 5 | Active | 4387100% |  | 2020
GMP | JERICHO | Battery < 20 KW | Other | 10 | Active | 4314600% |  | 2018
GMP | JERICHO | Battery < 20 KW | Other | 10 | Active | 4332300% |  | 2018
GMP | JERICHO | Battery < 20 KW | Other | 10 | Active | 4332900% |  | 2018
GMP | JERICHO | Battery < 20 KW | Other | 10 | Active | 4335100% |  | 2018
GMP | JERICHO | Battery < 20 KW | Other | 10 | Active | 4339800% |  | 2018
GMP | JERICHO | Battery < 20 KW | Other | 10 | Active | 4344700% |  | 2018
GMP | JERICHO | Battery < 20 KW | Other | 10 | Active | 4347300% |  | 2019
GMP | JERICHO | Battery < 20 KW | Other | 10 | Active | 4347500% |  | 2019
GMP | JERICHO | Battery < 20 KW | Other | 10 | Active | 4351700% |  | 2019
GMP | JERICHO | Battery < 20 KW | Other | 10 | Active | 4384600% |  | 2020
GMP | JERICHO | Battery < 20 KW | Other | 10 | Active | 4385300% |  | 2020
GMP | JERICHO | Battery < 20 KW | Other | 10 | Active | 4385800% |  | 2020
GMP | JERICHO | Battery < 20 KW | Other | 10 | Active | 4388600% |  | 2020
GMP | JERICHO | Battery < 20 KW | Other | 10 | Active | 4388900% |  | 2020
GMP | JERICHO | Battery < 20 KW | Other | 10 | Active | 4401300% |  | 2020
GMP | JERICHO | Battery < 20 KW | Other | 10 | Active | 4401900% |  | 2020
GMP | JERICHO | Battery < 20 KW | Other | 10 | Active | 4403300% |  | 2020
GMP | JERICHO | Battery < 20 KW | Other | 10 | Active | 4414600% |  | 2020
GMP | JERICHO | Battery < 20 KW | Other | 10 | Active | 4420200% |  | 2021
GMP | JERICHO | Battery < 20 KW | Other | 10 | Active | 4425700% |  | 2021
GMP | JERICHO | Battery < 20 KW | Other | 10 | Active | 4445200% |  | 2021
GMP | JERICHO | Battery < 20 KW | Other | 10 | Active | 4445500% |  | 2021
GMP | JERICHO | Battery < 20 KW | Other | 10 | Active | 4469900% |  | 2022
GMP | JERICHO | Battery < 20 KW | Other | 10 | Active | 4472100% |  | 2022
GMP | JERICHO | Battery < 20 KW | Other | 10 | Active | 4472700% |  | 2022
GMP | JERICHO | Battery < 20 KW | Other | 10 | Active | 4472800% |  | 2022
GMP | JERICHO | Battery < 20 KW | Other | 10 | Active | 4477000% |  | 2022
GMP | JERICHO | Battery < 20 KW | Other | 10 | Active | 4483100% |  | 2022
GMP | Richmond | Battery < 20 KW | Other | 10 | Active | 4338300% |  | 2018
GMP | KILLINGTON | Battery < 20 KW | Other | 1 | Active | 4492900% |  | 2023
GMP | KILLINGTON | Battery < 20 KW | Other | 5 | Active | 4324500% |  | 2018
GMP | KILLINGTON | Battery < 20 KW | Other | 5 | Active | 4324600% |  | 2018
GMP | KILLINGTON | Battery < 20 KW | Other | 5 | Active | 4478400% |  | 2022
GMP | KILLINGTON | Battery < 20 KW | Other | 10 | Active | 4325900% |  | 2018
GMP | KILLINGTON | Battery < 20 KW | Other | 10 | Active | 4330000% |  | 2018
GMP | KILLINGTON | Battery < 20 KW | Other | 10 | Active | 4351100% |  | 2019
GMP | KILLINGTON | Battery < 20 KW | Other | 10 | Active | 4353500% |  | 2019
GMP | KILLINGTON | Battery < 20 KW | Other | 10 | Active | 4355800% |  | 2019
GMP | KILLINGTON | Battery < 20 KW | Other | 10 | Active | 4358000% |  | 2019
GMP | KILLINGTON | Battery < 20 KW | Other | 10 | Active | 4365600% |  | 2019
GMP | KILLINGTON | Battery < 20 KW | Other | 10 | Active | 4366800% |  | 2019
GMP | KILLINGTON | Battery < 20 KW | Other | 10 | Active | 4376100% |  | 2019
GMP | KILLINGTON | Battery < 20 KW | Other | 10 | Active | 4378300% |  | 2019
GMP | KILLINGTON | Battery < 20 KW | Other | 10 | Active | 4401400% |  | 2020
GMP | KILLINGTON | Battery < 20 KW | Other | 10 | Active | 4404900% |  | 2020
GMP | KILLINGTON | Battery < 20 KW | Other | 10 | Active | 4405600% |  | 2020
GMP | KILLINGTON | Battery < 20 KW | Other | 10 | Active | 4414000% |  | 2020
GMP | KILLINGTON | Battery < 20 KW | Other | 10 | Active | 4418700% |  | 2020
GMP | KILLINGTON | Battery < 20 KW | Other | 10 | Active | 4478300% |  | 2022
GMP | KILLINGTON | Battery < 20 KW | Other | 10 | Active | 4493000% |  | 2023
GMP | KIRBY | Battery < 20 KW | Other | 10 | Active | 4390200% |  | 2020
GMP | KIRBY | Battery < 20 KW | Other | 10 | Active | 4413200% |  | 2020
GMP | KIRBY | Battery < 20 KW | Other | 10 | Active | 4415100% |  | 2020
GMP | LANDGROVE | Battery < 20 KW | Other | 5 | Active | 4349400% |  | 2019
GMP | LANDGROVE | Battery < 20 KW | Other | 9 | Active | 4415800% |  | 2020
GMP | LANDGROVE | Battery < 20 KW | Other | 10 | Active | 4352200% |  | 2019
GMP | LANDGROVE | Battery < 20 KW | Other | 10 | Active | 4356300% |  | 2019
GMP | LANDGROVE | Battery < 20 KW | Other | 10 | Active | 4405300% |  | 2020
GMP | LANDGROVE | Battery < 20 KW | Other | 10 | Active | 4407700% |  | 2020
GMP | LANDGROVE | Battery < 20 KW | Other | 10 | Active | 4430800% |  | 2021
GMP | LANDGROVE | Battery < 20 KW | Other | 10 | Active | 4433700% |  | 2021
GMP | LANDGROVE | Battery < 20 KW | Other | 10 | Active | 4462400% |  | 2022
GMP | LANDGROVE | Battery < 20 KW | Other | 10 | Active | 4480600% |  | 2022
GMP | LANDGROVE | Battery < 20 KW | Other | 10 | Active | 4484800% |  | 2022
GMP | LEICESTER | Battery < 20 KW | Other | 5 | Active | 4318600% |  | 2018
GMP | LEICESTER | Battery < 20 KW | Other | 10 | Active | 4321000% |  | 2018
GMP | LEICESTER | Battery < 20 KW | Other | 10 | Active | 4341600% |  | 2018
GMP | LEICESTER | Battery < 20 KW | Other | 10 | Active | 4349000% |  | 2019
GMP | LEICESTER | Battery < 20 KW | Other | 10 | Active | 4464300% |  | 2022
GMP | LINCOLN | Battery < 20 KW | Other | 5 | Active | 4311000% |  | 2018
GMP | LINCOLN | Battery < 20 KW | Other | 5 | Active | 4351100% |  | 2019
GMP | LINCOLN | Battery < 20 KW | Other | 10 | Active | 4335600% |  | 2018
GMP | LINCOLN | Battery < 20 KW | Other | 10 | Active | 4337300% |  | 2018
GMP | LINCOLN | Battery < 20 KW | Other | 10 | Active | 4383300% |  | 2020
GMP | LINCOLN | Battery < 20 KW | Other | 10 | Active | 4388000% |  | 2020
GMP | LINCOLN | Battery < 20 KW | Other | 10 | Active | 4411000% |  | 2020
GMP | LONDONDERRY | Battery < 20 KW | Other | 5 | Active | 4329900% |  | 2018
GMP | LONDONDERRY | Battery < 20 KW | Other | 5 | Active | 4353600% |  | 2019
GMP | LONDONDERRY | Battery < 20 KW | Other | 5 | Active | 4353700% |  | 2019
GMP | LONDONDERRY | Battery < 20 KW | Other | 5 | Active | 4358000% |  | 2019
GMP | LONDONDERRY | Battery < 20 KW | Other | 5 | Active | 4386500% |  | 2020
GMP | LONDONDERRY | Battery < 20 KW | Other | 10 | Active | 4319200% |  | 2018
GMP | LONDONDERRY | Battery < 20 KW | Other | 10 | Active | 4361900% |  | 2019
GMP | LONDONDERRY | Battery < 20 KW | Other | 10 | Active | 4366400% |  | 2019
GMP | LONDONDERRY | Battery < 20 KW | Other | 10 | Active | 4369800% |  | 2019
GMP | LONDONDERRY | Battery < 20 KW | Other | 10 | Active | 4388000% |  | 2020
GMP | LONDONDERRY | Battery < 20 KW | Other | 10 | Active | 4417400% |  | 2020
GMP | LONDONDERRY | Battery < 20 KW | Other | 10 | Active | 4442400% |  | 2021
GMP | LONDONDERRY | Battery < 20 KW | Other | 10 | Active | 4444000% |  | 2021
GMP | LONDONDERRY | Battery < 20 KW | Other | 15 | Active | 4437900% |  | 2021
GMP | LUDLOW | Battery < 20 KW | Other | 5 | Active | 4330100% |  | 2018
GMP | LUDLOW | Battery < 20 KW | Other | 5 | Active | 4331100% |  | 2018
GMP | LUDLOW | Battery < 20 KW | Other | 5 | Active | 4473400% |  | 2022
GMP | LUDLOW | Battery < 20 KW | Other | 10 | Active | 4321700% |  | 2018
GMP | LUDLOW | Battery < 20 KW | Other | 10 | Active | 4357000% |  | 2019
GMP | LUDLOW | Battery < 20 KW | Other | 10 | Active | 4387900% |  | 2020
GMP | LUDLOW | Battery < 20 KW | Other | 10 | Active | 4427200% |  | 2021
GMP | LUDLOW | Battery < 20 KW | Other | 10 | Active | 4440000% |  | 2021
GMP | LUDLOW | Battery < 20 KW | Other | 10 | Active | 4465200% |  | 2022
GMP | LUDLOW | Battery < 20 KW | Other | 10 | Active | 4478200% |  | 2022
GMP | LUNENBURG | Battery < 20 KW | Other | 5 | Active | 4350500% |  | 2019
GMP | LUNENBURG | Battery < 20 KW | Other | 10 | Active | 4338300% |  | 2018
GMP | LUNENBURG | Battery < 20 KW | Other | 10 | Active | 4376200% |  | 2019
GMP | LUNENBURG | Battery < 20 KW | Other | 10 | Active | 4397000% |  | 2020
GMP | LUNENBURG | Battery < 20 KW | Other | 10 | Active | 4489400% |  | 2022
GMP | Manchester | Battery < 20 KW | Other | 10 | Active | 4450400% |  | 2021
GMP | Manchester | Battery < 20 KW | Other | 10 | Active | 4476400% |  | 2022
GMP | MANCHESTER | Battery < 20 KW | Other | 4.5 | Active | 4423100% |  | 2021
GMP | MANCHESTER | Battery < 20 KW | Other | 5 | Active | 4335800% |  | 2018
GMP | MANCHESTER | Battery < 20 KW | Other | 5.5 | Active | 4483700% |  | 2022
GMP | MANCHESTER | Battery < 20 KW | Other | 10 | Active | 4303500% |  | 2017
GMP | MANCHESTER | Battery < 20 KW | Other | 10 | Active | 4335700% |  | 2018
GMP | MANCHESTER | Battery < 20 KW | Other | 10 | Active | 4338200% |  | 2018
GMP | MANCHESTER | Battery < 20 KW | Other | 10 | Active | 4365100% |  | 2019
GMP | MANCHESTER | Battery < 20 KW | Other | 10 | Active | 4410600% |  | 2020
GMP | MANCHESTER | Battery < 20 KW | Other | 10 | Active | 4413800% |  | 2020
GMP | MANCHESTER | Battery < 20 KW | Other | 10 | Active | 4425200% |  | 2021
GMP | MANCHESTER | Battery < 20 KW | Other | 10 | Active | 4462400% |  | 2022
GMP | Manchester | Battery < 20 KW | Other | 5 | Active | 4314300% |  | 2018
GMP | Manchester | Battery < 20 KW | Other | 5 | Active | 4351100% |  | 2019
GMP | Manchester | Battery < 20 KW | Other | 5 | Active | 4352800% |  | 2019
GMP | Manchester | Battery < 20 KW | Other | 5 | Active | 4361300% |  | 2019
GMP | Manchester | Battery < 20 KW | Other | 10 | Active | 4303300% |  | 2017
GMP | Manchester | Battery < 20 KW | Other | 10 | Active | 4338500% |  | 2018
GMP | Manchester | Battery < 20 KW | Other | 10 | Active | 4348300% |  | 2019
GMP | Manchester | Battery < 20 KW | Other | 10 | Active | 4364100% |  | 2019
GMP | Manchester | Battery < 20 KW | Other | 10 | Active | 4389600% |  | 2020
GMP | Manchester | Battery < 20 KW | Other | 10 | Active | 4416200% |  | 2020
GMP | Manchester | Battery < 20 KW | Other | 10 | Active | 4430500% |  | 2021
GMP | Manchester | Battery < 20 KW | Other | 10 | Active | 4432900% |  | 2021
GMP | Manchester | Battery < 20 KW | Other | 10 | Active | 4451500% |  | 2021
GMP | Manchester | Battery < 20 KW | Other | 10 | Active | 4475500% |  | 2022
GMP | Manchester | Battery < 20 KW | Other | 10 | Active | 4482400% |  | 2022
GMP | MARLBORO | Battery < 20 KW | Other | 5 | Active | 4313900% |  | 2018
GMP | MARLBORO | Battery < 20 KW | Other | 5 | Active | 4337800% |  | 2018
GMP | MARLBORO | Battery < 20 KW | Other | 5 | Active | 4359900% |  | 2019
GMP | MARLBORO | Battery < 20 KW | Other | 5 | Active | 4360500% |  | 2019
GMP | MARLBORO | Battery < 20 KW | Other | 10 | Active | 4349700% |  | 2019
GMP | MARLBORO | Battery < 20 KW | Other | 10 | Active | 4359400% |  | 2019
GMP | MARLBORO | Battery < 20 KW | Other | 10 | Active | 4361900% |  | 2019
GMP | MARLBORO | Battery < 20 KW | Other | 10 | Active | 4364400% |  | 2019
GMP | MARLBORO | Battery < 20 KW | Other | 10 | Active | 4414600% |  | 2020
GMP | MARLBORO | Battery < 20 KW | Other | 10 | Active | 4435100% |  | 2021
GMP | MARLBORO | Battery < 20 KW | Other | 10 | Active | 4452900% |  | 2021
GMP | MARLBORO | Battery < 20 KW | Other | 10 | Active | 4461300% |  | 2022
GMP | MARLBORO | Battery < 20 KW | Other | 10 | Active | 4472800% |  | 2022
GMP | MARLBORO | Battery < 20 KW | Other | 10 | Active | 4480400% |  | 2022
GMP | MARLBORO | Battery < 20 KW | Other | 10 | Active | 4491700% |  | 2022
GMP | MARSHFIELD | Battery < 20 KW | Other | 5 | Active | 4337600% |  | 2018
GMP | MARSHFIELD | Battery < 20 KW | Other | 5 | Active | 4360700% |  | 2019
GMP | MARSHFIELD | Battery < 20 KW | Other | 10 | Active | 4380800% |  | 2019
GMP | MARSHFIELD | Battery < 20 KW | Other | 10 | Active | 4444900% |  | 2021
GMP | MARSHFIELD | Battery < 20 KW | Other | 10 | Active | 4460300% |  | 2022
GMP | MARSHFIELD | Battery < 20 KW | Other | 10 | Active | 4462400% |  | 2022
GMP | MARSHFIELD | Battery < 20 KW | Other | 10 | Active | 4471900% |  | 2022
GMP | MARSHFIELD | Battery < 20 KW | Other | 10 | Active | 4472200% |  | 2022
GMP | MENDON | Battery < 20 KW | Other | 2.5 | Active | 4400600% |  | 2020
GMP | MENDON | Battery < 20 KW | Other | 5 | Active | 4333500% |  | 2018
GMP | MENDON | Battery < 20 KW | Other | 5 | Active | 4357300% |  | 2019
GMP | MENDON | Battery < 20 KW | Other | 10 | Active | 4363400% |  | 2019
GMP | MENDON | Battery < 20 KW | Other | 10 | Active | 4367500% |  | 2019
GMP | MENDON | Battery < 20 KW | Other | 10 | Active | 4412000% |  | 2020
GMP | MIDDLEBURY | Battery < 20 KW | Other | 5 | Active | 4350100% |  | 2019
GMP | MIDDLEBURY | Battery < 20 KW | Other | 5 | Active | 4351500% |  | 2019
GMP | MIDDLEBURY | Battery < 20 KW | Other | 8 | Active | 4466900% |  | 2022
GMP | MIDDLEBURY | Battery < 20 KW | Other | 10 | Active | 4325800% |  | 2018
GMP | MIDDLEBURY | Battery < 20 KW | Other | 10 | Active | 4339500% |  | 2018
GMP | MIDDLEBURY | Battery < 20 KW | Other | 10 | Active | 4341800% |  | 2018
GMP | MIDDLEBURY | Battery < 20 KW | Other | 10 | Active | 4342300% |  | 2018
GMP | MIDDLEBURY | Battery < 20 KW | Other | 10 | Active | 4347900% |  | 2019
GMP | MIDDLEBURY | Battery < 20 KW | Other | 10 | Active | 4353000% |  | 2019
GMP | MIDDLEBURY | Battery < 20 KW | Other | 10 | Active | 4362200% |  | 2019
GMP | MIDDLEBURY | Battery < 20 KW | Other | 10 | Active | 4362600% |  | 2019
GMP | MIDDLEBURY | Battery < 20 KW | Other | 10 | Active | 4387400% |  | 2020
GMP | MIDDLEBURY | Battery < 20 KW | Other | 10 | Active | 4389600% |  | 2020
GMP | MIDDLEBURY | Battery < 20 KW | Other | 10 | Active | 4390800% |  | 2020
GMP | MIDDLEBURY | Battery < 20 KW | Other | 10 | Active | 4404000% |  | 2020
GMP | MIDDLEBURY | Battery < 20 KW | Other | 10 | Active | 4438600% |  | 2021
GMP | MIDDLEBURY | Battery < 20 KW | Other | 10 | Active | 4491100% |  | 2022
GMP | MIDDLESEX | Battery < 20 KW | Other | 5 | Active | 4318600% |  | 2018
GMP | MIDDLESEX | Battery < 20 KW | Other | 10 | Active | 4336000% |  | 2018
GMP | MIDDLESEX | Battery < 20 KW | Other | 10 | Active | 4339700% |  | 2018
GMP | MIDDLESEX | Battery < 20 KW | Other | 10 | Active | 4385800% |  | 2020
GMP | MIDDLESEX | Battery < 20 KW | Other | 10 | Active | 4390100% |  | 2020
GMP | MIDDLESEX | Battery < 20 KW | Other | 10 | Active | 4423600% |  | 2021
GMP | MIDDLESEX | Battery < 20 KW | Other | 10 | Active | 4493100% |  | 2023
GMP | MIDDLESEX | Battery < 20 KW | Other | 10 | Active | 4493700% |  | 2023
GMP | MIDDLETOWN SPRINGS | Battery < 20 KW | Other | 5 | Active | 4317600% |  | 2018
GMP | MIDDLETOWN SPRINGS | Battery < 20 KW | Other | 5 | Active | 4326400% |  | 2018
GMP | MIDDLETOWN SPRINGS | Battery < 20 KW | Other | 5 | Active | 4361400% |  | 2019
GMP | MIDDLETOWN SPRINGS | Battery < 20 KW | Other | 9 | Active | 4421800% |  | 2021
GMP | MIDDLETOWN SPRINGS | Battery < 20 KW | Other | 10 | Active | 4350000% |  | 2019
GMP | MIDDLETOWN SPRINGS | Battery < 20 KW | Other | 10 | Active | 4364100% |  | 2019
GMP | MIDDLETOWN SPRINGS | Battery < 20 KW | Other | 10 | Active | 4385200% |  | 2020
GMP | MIDDLETOWN SPRINGS | Battery < 20 KW | Other | 10 | Active | 4400500% |  | 2020
GMP | MIDDLETOWN SPRINGS | Battery < 20 KW | Other | 10 | Active | 4421500% |  | 2021
GMP | MIDDLETOWN SPRINGS | Battery < 20 KW | Other | 10 | Active | 4452900% |  | 2021
GMP | MIDDLETOWN SPRINGS | Battery < 20 KW | Other | 20 | Active | 4317400% |  | 2018
GMP | MILTON | Battery < 20 KW | Other | 10 | Active | 4362900% |  | 2019
GMP | MILTON | Battery < 20 KW | Other | 5 | Active | 4306100% |  | 2017
GMP | MILTON | Battery < 20 KW | Other | 5 | Active | 4310300% |  | 2018
GMP | MILTON | Battery < 20 KW | Other | 5 | Active | 4315200% |  | 2018
GMP | MILTON | Battery < 20 KW | Other | 5 | Active | 4326600% |  | 2018
GMP | MILTON | Battery < 20 KW | Other | 5 | Active | 4335400% |  | 2018
GMP | MILTON | Battery < 20 KW | Other | 5 | Active | 4350200% |  | 2019
GMP | MILTON | Battery < 20 KW | Other | 9 | Active | 4443400% |  | 2021
GMP | MILTON | Battery < 20 KW | Other | 9 | Active | 4487700% |  | 2022
GMP | MILTON | Battery < 20 KW | Other | 9 | Active | 4495000% |  | 2023
GMP | MILTON | Battery < 20 KW | Other | 10 | Active | 4304800% |  | 2017
GMP | MILTON | Battery < 20 KW | Other | 10 | Active | 4317600% |  | 2018
GMP | MILTON | Battery < 20 KW | Other | 10 | Active | 4336400% |  | 2018
GMP | MILTON | Battery < 20 KW | Other | 10 | Active | 4338900% |  | 2018
GMP | MILTON | Battery < 20 KW | Other | 10 | Active | 4340000% |  | 2018
GMP | MILTON | Battery < 20 KW | Other | 10 | Active | 4346800% |  | 2019
GMP | MILTON | Battery < 20 KW | Other | 10 | Active | 4362200% |  | 2019
GMP | MILTON | Battery < 20 KW | Other | 10 | Active | 4363400% |  | 2019
GMP | MILTON | Battery < 20 KW | Other | 10 | Active | 4388500% |  | 2020
GMP | MILTON | Battery < 20 KW | Other | 10 | Active | 4423200% |  | 2021
GMP | MILTON | Battery < 20 KW | Other | 10 | Active | 4424900% |  | 2021
GMP | MILTON | Battery < 20 KW | Other | 10 | Active | 4435600% |  | 2021
GMP | MILTON | Battery < 20 KW | Other | 10 | Active | 4455800% |  | 2021
GMP | MILTON | Battery < 20 KW | Other | 10 | Active | 4463800% |  | 2022
GMP | MILTON | Battery < 20 KW | Other | 10 | Active | 4475500% |  | 2022
GMP | MILTON | Battery < 20 KW | Other | 10 | Active | 4486900% |  | 2022
GMP | MONKTON | Battery < 20 KW | Other | 5 | Active | 4331900% |  | 2018
GMP | MONKTON | Battery < 20 KW | Other | 5 | Active | 4332900% |  | 2018
GMP | MONKTON | Battery < 20 KW | Other | 5 | Active | 4354800% |  | 2019
GMP | MONKTON | Battery < 20 KW | Other | 9 | Active | 4426700% |  | 2021
GMP | MONKTON | Battery < 20 KW | Other | 9 | Active | 4468500% |  | 2022
GMP | MONKTON | Battery < 20 KW | Other | 10 | Active | 4326300% |  | 2018
GMP | MONKTON | Battery < 20 KW | Other | 10 | Active | 4334800% |  | 2018
GMP | MONKTON | Battery < 20 KW | Other | 10 | Active | 4337200% |  | 2018
GMP | MONKTON | Battery < 20 KW | Other | 10 | Active | 4347200% |  | 2019
GMP | MONKTON | Battery < 20 KW | Other | 10 | Active | 4366500% |  | 2019
GMP | MONKTON | Battery < 20 KW | Other | 10 | Active | 4398600% |  | 2020
GMP | MONKTON | Battery < 20 KW | Other | 10 | Active | 4399300% |  | 2020
GMP | MONKTON | Battery < 20 KW | Other | 10 | Active | 4408500% |  | 2020
GMP | MONTPELIER | Battery < 20 KW | Other | 10 | Active | 4322900% |  | 2018
GMP | MONTPELIER | Battery < 20 KW | Other | 10 | Active | 4458900% |  | 2022
GMP | MONTPELIER | Battery < 20 KW | Other | 5 | Active | 4318000% |  | 2018
GMP | MONTPELIER | Battery < 20 KW | Other | 5 | Active | 4322400% |  | 2018
GMP | MONTPELIER | Battery < 20 KW | Other | 5 | Active | 4330800% |  | 2018
GMP | MONTPELIER | Battery < 20 KW | Other | 5 | Active | 4331400% |  | 2018
GMP | MONTPELIER | Battery < 20 KW | Other | 5 | Active | 4351600% |  | 2019
GMP | MONTPELIER | Battery < 20 KW | Other | 5 | Active | 4352200% |  | 2019
GMP | MONTPELIER | Battery < 20 KW | Other | 5 | Active | 4355200% |  | 2019
GMP | MONTPELIER | Battery < 20 KW | Other | 5 | Active | 4357000% |  | 2019
GMP | MONTPELIER | Battery < 20 KW | Other | 6.5 | Active | 4457900% |  | 2022
GMP | MONTPELIER | Battery < 20 KW | Other | 10 | Active | 4314600% |  | 2018
GMP | MONTPELIER | Battery < 20 KW | Other | 10 | Active | 4317200% |  | 2018
GMP | MONTPELIER | Battery < 20 KW | Other | 10 | Active | 4347900% |  | 2019
GMP | MONTPELIER | Battery < 20 KW | Other | 10 | Active | 4351500% |  | 2019
GMP | MONTPELIER | Battery < 20 KW | Other | 10 | Active | 4374200% |  | 2019
GMP | MONTPELIER | Battery < 20 KW | Other | 10 | Active | 4383300% |  | 2020
GMP | MONTPELIER | Battery < 20 KW | Other | 10 | Active | 4385200% |  | 2020
GMP | MONTPELIER | Battery < 20 KW | Other | 10 | Active | 4385700% |  | 2020
GMP | MONTPELIER | Battery < 20 KW | Other | 10 | Active | 4387400% |  | 2020
GMP | MONTPELIER | Battery < 20 KW | Other | 10 | Active | 4388000% |  | 2020
GMP | MONTPELIER | Battery < 20 KW | Other | 10 | Active | 4388200% |  | 2020
GMP | MONTPELIER | Battery < 20 KW | Other | 10 | Active | 4389200% |  | 2020
GMP | MONTPELIER | Battery < 20 KW | Other | 10 | Active | 4390700% |  | 2020
GMP | MONTPELIER | Battery < 20 KW | Other | 10 | Active | 4390900% |  | 2020
GMP | MONTPELIER | Battery < 20 KW | Other | 10 | Active | 4401200% |  | 2020
GMP | MONTPELIER | Battery < 20 KW | Other | 10 | Active | 4409700% |  | 2020
GMP | MONTPELIER | Battery < 20 KW | Other | 10 | Active | 4410600% |  | 2020
GMP | MONTPELIER | Battery < 20 KW | Other | 10 | Active | 4431500% |  | 2021
GMP | MONTPELIER | Battery < 20 KW | Other | 10 | Active | 4464500% |  | 2022
GMP | MONTPELIER | Battery < 20 KW | Other | 10 | Active | 4477500% |  | 2022
GMP | MONTPELIER | Battery < 20 KW | Other | 10 | Active | 4484800% |  | 2022
GMP | MONTPELIER | Battery < 20 KW | Other | 10 | Active | 4485500% |  | 2022
GMP | MORETOWN | Battery < 20 KW | Other | 5 | Active | 4357700% |  | 2019
GMP | MORETOWN | Battery < 20 KW | Other | 5 | Active | 4360700% |  | 2019
GMP | MORETOWN | Battery < 20 KW | Other | 10 | Active | 4348200% |  | 2019
GMP | MORETOWN | Battery < 20 KW | Other | 10 | Active | 4361500% |  | 2019
GMP | MORETOWN | Battery < 20 KW | Other | 10 | Active | 4375800% |  | 2019
GMP | MORETOWN | Battery < 20 KW | Other | 10 | Active | 4387500% |  | 2020
GMP | MORETOWN | Battery < 20 KW | Other | 10 | Active | 4388700% |  | 2020
GMP | MORETOWN | Battery < 20 KW | Other | 10 | Active | 4476000% |  | 2022
GMP | Mount Holly | Battery < 20 KW | Other | 5 | Active | 4314600% |  | 2018
GMP | MOUNT HOLLY | Battery < 20 KW | Other | 5 | Active | 4317100% |  | 2018
GMP | MOUNT HOLLY | Battery < 20 KW | Other | 5 | Active | 4326500% |  | 2018
GMP | MOUNT HOLLY | Battery < 20 KW | Other | 5 | Active | 4331200% |  | 2018
GMP | MOUNT HOLLY | Battery < 20 KW | Other | 5 | Active | 4331800% |  | 2018
GMP | MOUNT HOLLY | Battery < 20 KW | Other | 5 | Active | 4438400% |  | 2021
GMP | MOUNT HOLLY | Battery < 20 KW | Other | 6 | Active | 4417200% |  | 2020
GMP | MOUNT HOLLY | Battery < 20 KW | Other | 6.7 | Active | 4479000% |  | 2022
GMP | MOUNT HOLLY | Battery < 20 KW | Other | 10 | Active | 4316800% |  | 2018
GMP | MOUNT HOLLY | Battery < 20 KW | Other | 10 | Active | 4332500% |  | 2018
GMP | MOUNT HOLLY | Battery < 20 KW | Other | 10 | Active | 4339800% |  | 2018
GMP | MOUNT HOLLY | Battery < 20 KW | Other | 10 | Active | 4343100% |  | 2018
GMP | MOUNT HOLLY | Battery < 20 KW | Other | 10 | Active | 4366300% |  | 2019
GMP | MOUNT HOLLY | Battery < 20 KW | Other | 10 | Active | 4383800% |  | 2020
GMP | MOUNT HOLLY | Battery < 20 KW | Other | 10 | Active | 4403500% |  | 2020
GMP | MOUNT HOLLY | Battery < 20 KW | Other | 10 | Active | 4410400% |  | 2020
GMP | MOUNT HOLLY | Battery < 20 KW | Other | 10 | Active | 4430800% |  | 2021
GMP | MOUNT HOLLY | Battery < 20 KW | Other | 10 | Active | 4439800% |  | 2021
GMP | MOUNT HOLLY | Battery < 20 KW | Other | 10 | Active | 4491600% |  | 2022
GMP | MOUNT TABOR | Battery < 20 KW | Other | 5 | Active | 4313600% |  | 2018
GMP | Bennington | Battery < 20 KW | Other | 5 | Active | 4315500% |  | 2018
GMP | Bennington | Battery < 20 KW | Other | 5 | Active | 4315900% |  | 2018
GMP | Bennington | Battery < 20 KW | Other | 5 | Active | 4321400% |  | 2018
GMP | Bennington | Battery < 20 KW | Other | 5 | Active | 4331400% |  | 2018
GMP | Bennington | Battery < 20 KW | Other | 5 | Active | 4383600% |  | 2020
GMP | Bennington | Battery < 20 KW | Other | 10 | Active | 4347400% |  | 2019
GMP | Bennington | Battery < 20 KW | Other | 10 | Active | 4362400% |  | 2019
GMP | Bennington | Battery < 20 KW | Other | 10 | Active | 4371800% |  | 2019
GMP | Bennington | Battery < 20 KW | Other | 10 | Active | 4372400% |  | 2019
GMP | Bennington | Battery < 20 KW | Other | 10 | Active | 4383000% |  | 2019
GMP | Bennington | Battery < 20 KW | Other | 10 | Active | 4399900% |  | 2020
GMP | Bennington | Battery < 20 KW | Other | 10 | Active | 4400700% |  | 2020
GMP | Danville | Battery < 20 KW | Other | 10 | Active | 4388000% |  | 2020
GMP | Ferrisburgh | Battery < 20 KW | Other | 10 | Active | 4384300% |  | 2020
GMP | Pomfret | Battery < 20 KW | Other | 10 | Active | 4474200% |  | 2022
GMP | Springfield | Battery < 20 KW | Other | 10 | Active | 4388900% |  | 2020
GMP | Springfield | Battery < 20 KW | Other | 10 | Active | 4440600% |  | 2021
GMP | New Haven | Battery < 20 KW | Other | 10 | Active | 4329000% |  | 2018
GMP | New Haven | Battery < 20 KW | Other | 10 | Active | 4338300% |  | 2018
GMP | New Haven | Battery < 20 KW | Other | 10 | Active | 4380300% |  | 2019
GMP | NEW HAVEN | Battery < 20 KW | Other | 5 | Active | 4335600% |  | 2018
GMP | NEW HAVEN | Battery < 20 KW | Other | 10 | Active | 4319400% |  | 2018
GMP | NEW HAVEN | Battery < 20 KW | Other | 10 | Active | 4355200% |  | 2019
GMP | NEW HAVEN | Battery < 20 KW | Other | 10 | Active | 4363000% |  | 2019
GMP | NEW HAVEN | Battery < 20 KW | Other | 10 | Active | 4376800% |  | 2019
GMP | NEW HAVEN | Battery < 20 KW | Other | 10 | Active | 4377600% |  | 2019
GMP | NEW HAVEN | Battery < 20 KW | Other | 10 | Active | 4379400% |  | 2019
GMP | NEW HAVEN | Battery < 20 KW | Other | 10 | Active | 4383700% |  | 2020
GMP | NEW HAVEN | Battery < 20 KW | Other | 10 | Active | 4384300% |  | 2020
GMP | NEW HAVEN | Battery < 20 KW | Other | 10 | Active | 4384400% |  | 2020
GMP | NEWBURY | Battery < 20 KW | Other | 10 | Active | 4345500% |  | 2018
GMP | NEWBURY | Battery < 20 KW | Other | 10 | Active | 4462300% |  | 2022
GMP | NEWBURY | Battery < 20 KW | Other | 10 | Active | 4488700% |  | 2022
GMP | NEWBURY | Battery < 20 KW | Other | 10 | Active | 4421500% |  | 2021
GMP | NEWFANE | Battery < 20 KW | Other | 5 | Active | 4317400% |  | 2018
GMP | NEWFANE | Battery < 20 KW | Other | 5 | Active | 4337000% |  | 2018
GMP | NEWFANE | Battery < 20 KW | Other | 5 | Active | 4352200% |  | 2019
GMP | NEWFANE | Battery < 20 KW | Other | 5 | Active | 4354600% |  | 2019
GMP | NEWFANE | Battery < 20 KW | Other | 10 | Active | 4352100% |  | 2019
GMP | NEWFANE | Battery < 20 KW | Other | 10 | Active | 4353900% |  | 2019
GMP | NEWFANE | Battery < 20 KW | Other | 10 | Active | 4354500% |  | 2019
GMP | NEWFANE | Battery < 20 KW | Other | 10 | Active | 4357900% |  | 2019
GMP | NEWFANE | Battery < 20 KW | Other | 10 | Active | 4359500% |  | 2019
GMP | NEWFANE | Battery < 20 KW | Other | 10 | Active | 4360500% |  | 2019
GMP | NEWFANE | Battery < 20 KW | Other | 10 | Active | 4364000% |  | 2019
GMP | NEWFANE | Battery < 20 KW | Other | 10 | Active | 4364200% |  | 2019
GMP | NEWFANE | Battery < 20 KW | Other | 10 | Active | 4364800% |  | 2019
GMP | NEWFANE | Battery < 20 KW | Other | 10 | Active | 4373800% |  | 2019
GMP | NEWFANE | Battery < 20 KW | Other | 10 | Active | 4430600% |  | 2021
GMP | NEWFANE | Battery < 20 KW | Other | 10 | Active | 4431200% |  | 2021
GMP | NEWFANE | Battery < 20 KW | Other | 10 | Active | 4434300% |  | 2021
GMP | NEWFANE | Battery < 20 KW | Other | 10 | Active | 4437600% |  | 2021
GMP | NEWFANE | Battery < 20 KW | Other | 10 | Active | 4452600% |  | 2021
GMP | NEWFANE | Battery < 20 KW | Other | 10 | Active | 4458700% |  | 2022
GMP | NEWFANE | Battery < 20 KW | Other | 10 | Active | 4465800% |  | 2022
GMP | NEWFANE | Battery < 20 KW | Other | 10 | Active | 4493600% |  | 2023
GMP | Chittenden | Battery < 20 KW | Other | 10 | Active | 4348700% |  | 2019
GMP | Danville | Battery < 20 KW | Other | 5 | Active | 4378000% |  | 2019
GMP | Danville | Battery < 20 KW | Other | 10 | Active | 4346900% |  | 2019
GMP | Danville | Battery < 20 KW | Other | 10 | Active | 4387400% |  | 2020
GMP | Ferrisburgh | Battery < 20 KW | Other | 9 | Active | 4428100% |  | 2021
GMP | Pomfret | Battery < 20 KW | Other | 5 | Active | 4353800% |  | 2019
GMP | Pomfret | Battery < 20 KW | Other | 10 | Active | 4379600% |  | 2019
GMP | Pomfret | Battery < 20 KW | Other | 10 | Active | 4436900% |  | 2021
GMP | NORTHFIELD | Battery < 20 KW | Other | 5 | Active | 4319300% |  | 2018
GMP | NORTHFIELD | Battery < 20 KW | Other | 5 | Active | 4371800% |  | 2019
GMP | NORTHFIELD | Battery < 20 KW | Other | 5 | Active | 4398400% |  | 2020
GMP | NORTHFIELD | Battery < 20 KW | Other | 10 | Active | 4478900% |  | 2022
GMP | NORWICH | Battery < 20 KW | Other | 2.5 | Active | 4403600% |  | 2020
GMP | NORWICH | Battery < 20 KW | Other | 4.5 | Active | 4449500% |  | 2021
GMP | NORWICH | Battery < 20 KW | Other | 5 | Active | 4317900% |  | 2018
GMP | NORWICH | Battery < 20 KW | Other | 5 | Active | 4319000% |  | 2018
GMP | NORWICH | Battery < 20 KW | Other | 5 | Active | 4319600% |  | 2018
GMP | NORWICH | Battery < 20 KW | Other | 5 | Active | 4330700% |  | 2018
GMP | NORWICH | Battery < 20 KW | Other | 5 | Active | 4333400% |  | 2018
GMP | NORWICH | Battery < 20 KW | Other | 5 | Active | 4334900% |  | 2018
GMP | NORWICH | Battery < 20 KW | Other | 5 | Active | 4335400% |  | 2018
GMP | NORWICH | Battery < 20 KW | Other | 5 | Active | 4336400% |  | 2018
GMP | NORWICH | Battery < 20 KW | Other | 5 | Active | 4351800% |  | 2019
GMP | NORWICH | Battery < 20 KW | Other | 5 | Active | 4353500% |  | 2019
GMP | NORWICH | Battery < 20 KW | Other | 5 | Active | 4353800% |  | 2019
GMP | NORWICH | Battery < 20 KW | Other | 5 | Active | 4355600% |  | 2019
GMP | NORWICH | Battery < 20 KW | Other | 5 | Active | 4355800% |  | 2019
GMP | NORWICH | Battery < 20 KW | Other | 5 | Active | 4357100% |  | 2019
GMP | NORWICH | Battery < 20 KW | Other | 5 | Active | 4390600% |  | 2020
GMP | NORWICH | Battery < 20 KW | Other | 5 | Active | 4432900% |  | 2021
GMP | NORWICH | Battery < 20 KW | Other | 7 | Active | 4488100% |  | 2022
GMP | NORWICH | Battery < 20 KW | Other | 8.5 | Active | 4423900% |  | 2021
GMP | NORWICH | Battery < 20 KW | Other | 9 | Active | 4437200% |  | 2021
GMP | NORWICH | Battery < 20 KW | Other | 9 | Active | 4439300% |  | 2021
GMP | NORWICH | Battery < 20 KW | Other | 9 | Active | 4446000% |  | 2021
GMP | NORWICH | Battery < 20 KW | Other | 10 | Active | 4304600% |  | 2017
GMP | NORWICH | Battery < 20 KW | Other | 10 | Active | 4305700% |  | 2017
GMP | NORWICH | Battery < 20 KW | Other | 10 | Active | 4308200% |  | 2017
GMP | NORWICH | Battery < 20 KW | Other | 10 | Active | 4316500% |  | 2018
GMP | NORWICH | Battery < 20 KW | Other | 10 | Active | 4318100% |  | 2018
GMP | NORWICH | Battery < 20 KW | Other | 10 | Active | 4319500% |  | 2018
GMP | NORWICH | Battery < 20 KW | Other | 10 | Active | 4322200% |  | 2018
GMP | NORWICH | Battery < 20 KW | Other | 10 | Active | 4330600% |  | 2018
GMP | NORWICH | Battery < 20 KW | Other | 10 | Active | 4335900% |  | 2018
GMP | NORWICH | Battery < 20 KW | Other | 10 | Active | 4336500% |  | 2018
GMP | NORWICH | Battery < 20 KW | Other | 10 | Active | 4337300% |  | 2018
GMP | NORWICH | Battery < 20 KW | Other | 10 | Active | 4339800% |  | 2018
GMP | NORWICH | Battery < 20 KW | Other | 10 | Active | 4340600% |  | 2018
GMP | NORWICH | Battery < 20 KW | Other | 10 | Active | 4343700% |  | 2018
GMP | NORWICH | Battery < 20 KW | Other | 10 | Active | 4344700% |  | 2018
GMP | NORWICH | Battery < 20 KW | Other | 10 | Active | 4345100% |  | 2018
GMP | NORWICH | Battery < 20 KW | Other | 10 | Active | 4347300% |  | 2019
GMP | NORWICH | Battery < 20 KW | Other | 10 | Active | 4348000% |  | 2019
GMP | NORWICH | Battery < 20 KW | Other | 10 | Active | 4348100% |  | 2019
GMP | NORWICH | Battery < 20 KW | Other | 10 | Active | 4352400% |  | 2019
GMP | NORWICH | Battery < 20 KW | Other | 10 | Active | 4355000% |  | 2019
GMP | NORWICH | Battery < 20 KW | Other | 10 | Active | 4357700% |  | 2019
GMP | NORWICH | Battery < 20 KW | Other | 10 | Active | 4361900% |  | 2019
GMP | NORWICH | Battery < 20 KW | Other | 10 | Active | 4363500% |  | 2019
GMP | NORWICH | Battery < 20 KW | Other | 10 | Active | 4367800% |  | 2019
GMP | NORWICH | Battery < 20 KW | Other | 10 | Active | 4368300% |  | 2019
GMP | NORWICH | Battery < 20 KW | Other | 10 | Active | 4368400% |  | 2019
GMP | NORWICH | Battery < 20 KW | Other | 10 | Active | 4369200% |  | 2019
GMP | NORWICH | Battery < 20 KW | Other | 10 | Active | 4379300% |  | 2019
GMP | NORWICH | Battery < 20 KW | Other | 10 | Active | 4386000% |  | 2020
GMP | NORWICH | Battery < 20 KW | Other | 10 | Active | 4390000% |  | 2020
GMP | NORWICH | Battery < 20 KW | Other | 10 | Active | 4400800% |  | 2020
GMP | NORWICH | Battery < 20 KW | Other | 10 | Active | 4402600% |  | 2020
GMP | NORWICH | Battery < 20 KW | Other | 10 | Active | 4404200% |  | 2020
GMP | NORWICH | Battery < 20 KW | Other | 10 | Active | 4406100% |  | 2020
GMP | NORWICH | Battery < 20 KW | Other | 10 | Active | 4406200% |  | 2020
GMP | NORWICH | Battery < 20 KW | Other | 10 | Active | 4431200% |  | 2021
GMP | NORWICH | Battery < 20 KW | Other | 10 | Active | 4433500% |  | 2021
GMP | NORWICH | Battery < 20 KW | Other | 10 | Active | 4434300% |  | 2021
GMP | NORWICH | Battery < 20 KW | Other | 10 | Active | 4438300% |  | 2021
GMP | NORWICH | Battery < 20 KW | Other | 10 | Active | 4448700% |  | 2021
GMP | NORWICH | Battery < 20 KW | Other | 10 | Active | 4454700% |  | 2021
GMP | NORWICH | Battery < 20 KW | Other | 10 | Active | 4462000% |  | 2022
GMP | NORWICH | Battery < 20 KW | Other | 10 | Active | 4470800% |  | 2022
GMP | NORWICH | Battery < 20 KW | Other | 10 | Active | 4489700% |  | 2022
GMP | NORWICH | Battery < 20 KW | Other | 20 | Active | 4316000% |  | 2018
GMP | NORWICH | Battery < 20 KW | Other | 20 | Active | 4339900% |  | 2018
GMP | NORWICH | Battery < 20 KW | Other | 20 | Active | 4383900% |  | 2020
GMP | NORWICH | Battery < 20 KW | Other | 20 | Active | 4403500% |  | 2020
GMP | ORWELL | Battery < 20 KW | Other | 10 | Active | 4472100% |  | 2022
GMP | Orwell | Battery < 20 KW | Other | 10 | Active | 4347200% |  | 2019
GMP | PANTON | Battery < 20 KW | Other | 9 | Active | 4446000% |  | 2021
GMP | PANTON | Battery < 20 KW | Other | 10 | Active | 4352500% |  | 2019
GMP | PAWLET | Battery < 20 KW | Other | 5 | Active | 4325300% |  | 2018
GMP | PAWLET | Battery < 20 KW | Other | 10 | Active | 4363500% |  | 2019
GMP | PAWLET | Battery < 20 KW | Other | 10 | Active | 4461600% |  | 2022
GMP | PAWLET | Battery < 20 KW | Other | 10 | Active | 4487400% |  | 2022
GMP | PEACHAM | Battery < 20 KW | Other | 5 | Active | 4327000% |  | 2018
GMP | PEACHAM | Battery < 20 KW | Other | 5 | Active | 4333600% |  | 2018
GMP | PEACHAM | Battery < 20 KW | Other | 10 | Active | 4333100% |  | 2018
GMP | PEACHAM | Battery < 20 KW | Other | 10 | Active | 4335400% |  | 2018
GMP | PEACHAM | Battery < 20 KW | Other | 10 | Active | 4336500% |  | 2018
GMP | PEACHAM | Battery < 20 KW | Other | 10 | Active | 4350200% |  | 2019
GMP | PEACHAM | Battery < 20 KW | Other | 10 | Active | 4408500% |  | 2020
GMP | PEACHAM | Battery < 20 KW | Other | 10 | Active | 4423000% |  | 2021
GMP | PEACHAM | Battery < 20 KW | Other | 10 | Active | 4423500% |  | 2021
GMP | Weathersfield | Battery < 20 KW | Other | 6.7 | Active | 4488200% |  | 2022
GMP | PERU | Battery < 20 KW | Other | 7 | Active | 4463400% |  | 2022
GMP | PERU | Battery < 20 KW | Other | 10 | Active | 4394500% |  | 2020
GMP | PERU | Battery < 20 KW | Other | 10 | Active | 4405300% |  | 2020
GMP | PERU | Battery < 20 KW | Other | 10 | Active | 4441100% |  | 2021
GMP | PERU | Battery < 20 KW | Other | 10 | Active | 4484800% |  | 2022
GMP | PITTSFIELD | Battery < 20 KW | Other | 5 | Active | 4332100% |  | 2018
GMP | PITTSFIELD | Battery < 20 KW | Other | 10 | Active | 4338300% |  | 2018
GMP | PITTSFIELD | Battery < 20 KW | Other | 10 | Active | 4368600% |  | 2019
GMP | PITTSFORD | Battery < 20 KW | Other | 5 | Active | 4307700% |  | 2017
GMP | PITTSFORD | Battery < 20 KW | Other | 5 | Active | 4311500% |  | 2018
GMP | PITTSFORD | Battery < 20 KW | Other | 5 | Active | 4355000% |  | 2019
GMP | PITTSFORD | Battery < 20 KW | Other | 5 | Active | 4371700% |  | 2019
GMP | PITTSFORD | Battery < 20 KW | Other | 5 | Active | 4399100% |  | 2020
GMP | PITTSFORD | Battery < 20 KW | Other | 10 | Active | 4304100% |  | 2017
GMP | PITTSFORD | Battery < 20 KW | Other | 10 | Active | 4307100% |  | 2017
GMP | PITTSFORD | Battery < 20 KW | Other | 10 | Active | 4348100% |  | 2019
GMP | PITTSFORD | Battery < 20 KW | Other | 10 | Active | 4357200% |  | 2019
GMP | PITTSFORD | Battery < 20 KW | Other | 10 | Active | 4422100% |  | 2021
GMP | PITTSFORD | Battery < 20 KW | Other | 10 | Active | 4436900% |  | 2021
GMP | PITTSFORD | Battery < 20 KW | Other | 10 | Active | 4448900% |  | 2021
GMP | PLAINFIELD | Battery < 20 KW | Other | 10 | Active | 4365500% |  | 2019
GMP | PLAINFIELD | Battery < 20 KW | Other | 10 | Active | 4422300% |  | 2021
GMP | PLYMOUTH | Battery < 20 KW | Other | 5 | Active | 4328100% |  | 2018
GMP | PLYMOUTH | Battery < 20 KW | Other | 5 | Active | 4354500% |  | 2019
GMP | PLYMOUTH | Battery < 20 KW | Other | 5 | Active | 4364800% |  | 2019
GMP | PLYMOUTH | Battery < 20 KW | Other | 10 | Active | 4343400% |  | 2018
GMP | PLYMOUTH | Battery < 20 KW | Other | 10 | Active | 4362100% |  | 2019
GMP | PLYMOUTH | Battery < 20 KW | Other | 10 | Active | 4363400% |  | 2019
GMP | PLYMOUTH | Battery < 20 KW | Other | 10 | Active | 4364300% |  | 2019
GMP | PLYMOUTH | Battery < 20 KW | Other | 10 | Active | 4371300% |  | 2019
GMP | PLYMOUTH | Battery < 20 KW | Other | 10 | Active | 4373100% |  | 2019
GMP | PLYMOUTH | Battery < 20 KW | Other | 10 | Active | 4404900% |  | 2020
GMP | PLYMOUTH | Battery < 20 KW | Other | 10 | Active | 4406200% |  | 2020
GMP | PLYMOUTH | Battery < 20 KW | Other | 10 | Active | 4409000% |  | 2020
GMP | PLYMOUTH | Battery < 20 KW | Other | 10 | Active | 4413000% |  | 2020
GMP | PLYMOUTH | Battery < 20 KW | Other | 10 | Active | 4433700% |  | 2021
GMP | PLYMOUTH | Battery < 20 KW | Other | 10 | Active | 4439200% |  | 2021
GMP | PLYMOUTH | Battery < 20 KW | Other | 10 | Active | 4439800% |  | 2021
GMP | PLYMOUTH | Battery < 20 KW | Other | 10 | Active | 4448000% |  | 2021
GMP | PLYMOUTH | Battery < 20 KW | Other | 10 | Active | 4448100% |  | 2021
GMP | PLYMOUTH | Battery < 20 KW | Other | 10 | Active | 4453200% |  | 2021
GMP | PLYMOUTH | Battery < 20 KW | Other | 10 | Active | 4460000% |  | 2022
GMP | PLYMOUTH | Battery < 20 KW | Other | 10 | Active | 4472700% |  | 2022
GMP | PLYMOUTH | Battery < 20 KW | Other | 10 | Active | 4474200% |  | 2022
GMP | POMFRET | Battery < 20 KW | Other | 5 | Active | 4327600% |  | 2018
GMP | POMFRET | Battery < 20 KW | Other | 5 | Active | 4331300% |  | 2018
GMP | POMFRET | Battery < 20 KW | Other | 5 | Active | 4353900% |  | 2019
GMP | POMFRET | Battery < 20 KW | Other | 9 | Active | 4410300% |  | 2020
GMP | POMFRET | Battery < 20 KW | Other | 9 | Active | 4425900% |  | 2021
GMP | POMFRET | Battery < 20 KW | Other | 10 | Active | 4347600% |  | 2019
GMP | POMFRET | Battery < 20 KW | Other | 10 | Active | 4350100% |  | 2019
GMP | POMFRET | Battery < 20 KW | Other | 10 | Active | 4359200% |  | 2019
GMP | POMFRET | Battery < 20 KW | Other | 10 | Active | 4366200% |  | 2019
GMP | POMFRET | Battery < 20 KW | Other | 10 | Active | 4381700% |  | 2019
GMP | POMFRET | Battery < 20 KW | Other | 10 | Active | 4433300% |  | 2021
GMP | POMFRET | Battery < 20 KW | Other | 10 | Active | 4438500% |  | 2021
GMP | POMFRET | Battery < 20 KW | Other | 10 | Active | 4444600% |  | 2021
GMP | POMFRET | Battery < 20 KW | Other | 10 | Active | 4445500% |  | 2021
GMP | POMFRET | Battery < 20 KW | Other | 10 | Active | 4467600% |  | 2022
GMP | POMFRET | Battery < 20 KW | Other | 10 | Active | 4473900% |  | 2022
GMP | POMFRET | Battery < 20 KW | Other | 10 | Active | 4490200% |  | 2022
GMP | POULTNEY | Battery < 20 KW | Other | 5 | Active | 4307700% |  | 2017
GMP | POULTNEY | Battery < 20 KW | Other | 5 | Active | 4329300% |  | 2018
GMP | POULTNEY | Battery < 20 KW | Other | 5 | Active | 4356700% |  | 2019
GMP | POULTNEY | Battery < 20 KW | Other | 10 | Active | 4363400% |  | 2019
GMP | POULTNEY | Battery < 20 KW | Other | 10 | Active | 4380300% |  | 2019
GMP | POULTNEY | Battery < 20 KW | Other | 10 | Active | 4404700% |  | 2020
GMP | POWNAL | Battery < 20 KW | Other | 3.5 | Active | 4459200% |  | 2022
GMP | POWNAL | Battery < 20 KW | Other | 5 | Active | 4304700% |  | 2017
GMP | POWNAL | Battery < 20 KW | Other | 5 | Active | 4319500% |  | 2018
GMP | POWNAL | Battery < 20 KW | Other | 5 | Active | 4328800% |  | 2018
GMP | POWNAL | Battery < 20 KW | Other | 5 | Active | 4331500% |  | 2018
GMP | POWNAL | Battery < 20 KW | Other | 5 | Active | 4368300% |  | 2019
GMP | POWNAL | Battery < 20 KW | Other | 6 | Active | 4466600% |  | 2022
GMP | POWNAL | Battery < 20 KW | Other | 10 | Active | 4313600% |  | 2018
GMP | POWNAL | Battery < 20 KW | Other | 10 | Active | 4315400% |  | 2018
GMP | POWNAL | Battery < 20 KW | Other | 10 | Active | 4343400% |  | 2018
GMP | POWNAL | Battery < 20 KW | Other | 10 | Active | 4353600% |  | 2019
GMP | POWNAL | Battery < 20 KW | Other | 10 | Active | 4367900% |  | 2019
GMP | POWNAL | Battery < 20 KW | Other | 10 | Active | 4381700% |  | 2019
GMP | POWNAL | Battery < 20 KW | Other | 10 | Active | 4428800% |  | 2021
GMP | POWNAL | Battery < 20 KW | Other | 10 | Active | 4429500% |  | 2021
GMP | POWNAL | Battery < 20 KW | Other | 10 | Active | 4476400% |  | 2022
GMP | POWNAL | Battery < 20 KW | Other | 10 | Active | 4492000% |  | 2022
GMP | POWNAL | Battery < 20 KW | Other | 20 | Active | 4343900% |  | 2018
GMP | PROCTOR | Battery < 20 KW | Other | 5 | Active | 4353200% |  | 2019
GMP | PROCTOR | Battery < 20 KW | Other | 9 | Active | 4424600% |  | 2021
GMP | Cavendish | Battery < 20 KW | Other | 5 | Active | 4380500% |  | 2019
GMP | PUTNEY | Battery < 20 KW | Other | 5 | Active | 4314400% |  | 2018
GMP | PUTNEY | Battery < 20 KW | Other | 5 | Active | 4316000% |  | 2018
GMP | PUTNEY | Battery < 20 KW | Other | 5 | Active | 4323600% |  | 2018
GMP | PUTNEY | Battery < 20 KW | Other | 5 | Active | 4338500% |  | 2018
GMP | PUTNEY | Battery < 20 KW | Other | 5 | Active | 4338900% |  | 2018
GMP | PUTNEY | Battery < 20 KW | Other | 5 | Active | 4350100% |  | 2019
GMP | PUTNEY | Battery < 20 KW | Other | 5 | Active | 4353000% |  | 2019
GMP | PUTNEY | Battery < 20 KW | Other | 5 | Active | 4353200% |  | 2019
GMP | PUTNEY | Battery < 20 KW | Other | 5 | Active | 4354500% |  | 2019
GMP | PUTNEY | Battery < 20 KW | Other | 5 | Active | 4389600% |  | 2020
GMP | PUTNEY | Battery < 20 KW | Other | 6.7 | Active | 4479500% |  | 2022
GMP | PUTNEY | Battery < 20 KW | Other | 9 | Active | 4450100% |  | 2021
GMP | PUTNEY | Battery < 20 KW | Other | 9 | Active | 4463500% |  | 2022
GMP | PUTNEY | Battery < 20 KW | Other | 10 | Active | 4319400% |  | 2018
GMP | PUTNEY | Battery < 20 KW | Other | 10 | Active | 4321400% |  | 2018
GMP | PUTNEY | Battery < 20 KW | Other | 10 | Active | 4335400% |  | 2018
GMP | PUTNEY | Battery < 20 KW | Other | 10 | Active | 4338200% |  | 2018
GMP | PUTNEY | Battery < 20 KW | Other | 10 | Active | 4342500% |  | 2018
GMP | PUTNEY | Battery < 20 KW | Other | 10 | Active | 4347500% |  | 2019
GMP | PUTNEY | Battery < 20 KW | Other | 10 | Active | 4348700% |  | 2019
GMP | PUTNEY | Battery < 20 KW | Other | 10 | Active | 4351000% |  | 2019
GMP | PUTNEY | Battery < 20 KW | Other | 10 | Active | 4351500% |  | 2019
GMP | PUTNEY | Battery < 20 KW | Other | 10 | Active | 4352400% |  | 2019
GMP | PUTNEY | Battery < 20 KW | Other | 10 | Active | 4352900% |  | 2019
GMP | PUTNEY | Battery < 20 KW | Other | 10 | Active | 4353700% |  | 2019
GMP | PUTNEY | Battery < 20 KW | Other | 10 | Active | 4353800% |  | 2019
GMP | PUTNEY | Battery < 20 KW | Other | 10 | Active | 4354100% |  | 2019
GMP | PUTNEY | Battery < 20 KW | Other | 10 | Active | 4354400% |  | 2019
GMP | PUTNEY | Battery < 20 KW | Other | 10 | Active | 4354900% |  | 2019
GMP | PUTNEY | Battery < 20 KW | Other | 10 | Active | 4356700% |  | 2019
GMP | PUTNEY | Battery < 20 KW | Other | 10 | Active | 4356900% |  | 2019
GMP | PUTNEY | Battery < 20 KW | Other | 10 | Active | 4358000% |  | 2019
GMP | PUTNEY | Battery < 20 KW | Other | 10 | Active | 4364100% |  | 2019
GMP | PUTNEY | Battery < 20 KW | Other | 10 | Active | 4364200% |  | 2019
GMP | PUTNEY | Battery < 20 KW | Other | 10 | Active | 4365700% |  | 2019
GMP | PUTNEY | Battery < 20 KW | Other | 10 | Active | 4365800% |  | 2019
GMP | PUTNEY | Battery < 20 KW | Other | 10 | Active | 4374500% |  | 2019
GMP | PUTNEY | Battery < 20 KW | Other | 10 | Active | 4378700% |  | 2019
GMP | PUTNEY | Battery < 20 KW | Other | 10 | Active | 4383600% |  | 2020
GMP | PUTNEY | Battery < 20 KW | Other | 10 | Active | 4390100% |  | 2020
GMP | PUTNEY | Battery < 20 KW | Other | 10 | Active | 4403900% |  | 2020
GMP | PUTNEY | Battery < 20 KW | Other | 10 | Active | 4407600% |  | 2020
GMP | PUTNEY | Battery < 20 KW | Other | 10 | Active | 4416900% |  | 2020
GMP | PUTNEY | Battery < 20 KW | Other | 10 | Active | 4429400% |  | 2021
GMP | PUTNEY | Battery < 20 KW | Other | 10 | Active | 4429500% |  | 2021
GMP | PUTNEY | Battery < 20 KW | Other | 10 | Active | 4436200% |  | 2021
GMP | PUTNEY | Battery < 20 KW | Other | 10 | Active | 4439100% |  | 2021
GMP | PUTNEY | Battery < 20 KW | Other | 10 | Active | 4439900% |  | 2021
GMP | PUTNEY | Battery < 20 KW | Other | 10 | Active | 4458800% |  | 2022
GMP | PUTNEY | Battery < 20 KW | Other | 10 | Active | 4463100% |  | 2022
GMP | PUTNEY | Battery < 20 KW | Other | 10 | Active | 4465000% |  | 2022
GMP | PUTNEY | Battery < 20 KW | Other | 10 | Active | 4473300% |  | 2022
GMP | PUTNEY | Battery < 20 KW | Other | 10 | Active | 4489500% |  | 2022
GMP | PUTNEY | Battery < 20 KW | Other | 10 | Active | 4489700% |  | 2022
GMP | PUTNEY | Battery < 20 KW | Other | 10 | Active | 4490200% |  | 2022
GMP | PUTNEY | Battery < 20 KW | Other | 20 | Active | 4355200% |  | 2019
GMP | PUTNEY | Battery < 20 KW | Other | 10 | Active | 4369900% |  | 2019
GMP | Hartford | Battery < 20 KW | Other | 4.5 | Active | 4434900% |  | 2021
GMP | Hartford | Battery < 20 KW | Other | 5 | Active | 4323000% |  | 2018
GMP | Hartford | Battery < 20 KW | Other | 10 | Active | 4316000% |  | 2018
GMP | Hartford | Battery < 20 KW | Other | 10 | Active | 4339800% |  | 2018
GMP | Hartford | Battery < 20 KW | Other | 10 | Active | 4341000% |  | 2018
GMP | Hartford | Battery < 20 KW | Other | 10 | Active | 4341200% |  | 2018
GMP | Hartford | Battery < 20 KW | Other | 10 | Active | 4354200% |  | 2019
GMP | Hartford | Battery < 20 KW | Other | 10 | Active | 4355400% |  | 2019
GMP | Hartford | Battery < 20 KW | Other | 10 | Active | 4362100% |  | 2019
GMP | Hartford | Battery < 20 KW | Other | 10 | Active | 4362900% |  | 2019
GMP | Hartford | Battery < 20 KW | Other | 10 | Active | 4363400% |  | 2019
GMP | Hartford | Battery < 20 KW | Other | 10 | Active | 4376000% |  | 2019
GMP | Hartford | Battery < 20 KW | Other | 10 | Active | 4376200% |  | 2019
GMP | Hartford | Battery < 20 KW | Other | 10 | Active | 4403400% |  | 2020
GMP | Hartford | Battery < 20 KW | Other | 10 | Active | 4404700% |  | 2020
GMP | Hartford | Battery < 20 KW | Other | 10 | Active | 4404800% |  | 2020
GMP | Hartford | Battery < 20 KW | Other | 10 | Active | 4405700% |  | 2020
GMP | Hartford | Battery < 20 KW | Other | 10 | Active | 4406800% |  | 2020
GMP | Hartford | Battery < 20 KW | Other | 10 | Active | 4407400% |  | 2020
GMP | Hartford | Battery < 20 KW | Other | 10 | Active | 4409800% |  | 2020
GMP | Hartford | Battery < 20 KW | Other | 10 | Active | 4414100% |  | 2020
GMP | Hartford | Battery < 20 KW | Other | 10 | Active | 4423700% |  | 2021
GMP | Hartford | Battery < 20 KW | Other | 10 | Active | 4425300% |  | 2021
GMP | Hartford | Battery < 20 KW | Other | 10 | Active | 4441700% |  | 2021
GMP | Hartford | Battery < 20 KW | Other | 10 | Active | 4443100% |  | 2021
GMP | Hartford | Battery < 20 KW | Other | 10 | Active | 4464200% |  | 2022
GMP | Hartford | Battery < 20 KW | Other | 10 | Active | 4465600% |  | 2022
GMP | Hartford | Battery < 20 KW | Other | 10 | Active | 4472900% |  | 2022
GMP | Hartford | Battery < 20 KW | Other | 10 | Active | 4480200% |  | 2022
GMP | Hartford | Battery < 20 KW | Other | 10 | Active | 4484500% |  | 2022
GMP | RANDOLPH | Battery < 20 KW | Other | 5 | Active | 4304600% |  | 2017
GMP | RANDOLPH | Battery < 20 KW | Other | 5 | Active | 4305200% |  | 2017
GMP | RANDOLPH | Battery < 20 KW | Other | 5 | Active | 4315300% |  | 2018
GMP | RANDOLPH | Battery < 20 KW | Other | 5 | Active | 4318900% |  | 2018
GMP | RANDOLPH | Battery < 20 KW | Other | 5 | Active | 4326600% |  | 2018
GMP | RANDOLPH | Battery < 20 KW | Other | 5 | Active | 4352500% |  | 2019
GMP | RANDOLPH | Battery < 20 KW | Other | 5 | Active | 4354200% |  | 2019
GMP | RANDOLPH | Battery < 20 KW | Other | 5 | Active | 4355200% |  | 2019
GMP | RANDOLPH | Battery < 20 KW | Other | 10 | Active | 4305300% |  | 2017
GMP | RANDOLPH | Battery < 20 KW | Other | 10 | Active | 4330600% |  | 2018
GMP | RANDOLPH | Battery < 20 KW | Other | 10 | Active | 4343400% |  | 2018
GMP | RANDOLPH | Battery < 20 KW | Other | 10 | Active | 4350700% |  | 2019
GMP | RANDOLPH | Battery < 20 KW | Other | 10 | Active | 4365400% |  | 2019
GMP | RANDOLPH | Battery < 20 KW | Other | 10 | Active | 4383800% |  | 2020
GMP | RANDOLPH | Battery < 20 KW | Other | 10 | Active | 4412500% |  | 2020
GMP | RANDOLPH | Battery < 20 KW | Other | 10 | Active | 4445300% |  | 2021
GMP | RANDOLPH | Battery < 20 KW | Other | 10 | Active | 4448100% |  | 2021
GMP | RANDOLPH | Battery < 20 KW | Other | 10 | Active | 4449700% |  | 2021
GMP | RANDOLPH | Battery < 20 KW | Other | 10 | Active | 4458600% |  | 2022
GMP | RANDOLPH | Battery < 20 KW | Other | 10 | Active | 4465600% |  | 2022
GMP | RANDOLPH | Battery < 20 KW | Other | 10 | Active | 4472700% |  | 2022
GMP | RANDOLPH | Battery < 20 KW | Other | 10 | Active | 4478500% |  | 2022
GMP | RANDOLPH | Battery < 20 KW | Other | 20 | Active | 4436200% |  | 2021
GMP | Randolph | Battery < 20 KW | Other | 10 | Active | 4365600% |  | 2019
GMP | READING | Battery < 20 KW | Other | 6.7 | Active | 4479900% |  | 2022
GMP | READING | Battery < 20 KW | Other | 9 | Active | 4420900% |  | 2021
GMP | READING | Battery < 20 KW | Other | 10 | Active | 4326300% |  | 2018
GMP | READING | Battery < 20 KW | Other | 10 | Active | 4365500% |  | 2019
GMP | READING | Battery < 20 KW | Other | 10 | Active | 4367800% |  | 2019
GMP | READING | Battery < 20 KW | Other | 10 | Active | 4404000% |  | 2020
GMP | READING | Battery < 20 KW | Other | 10 | Active | 4476000% |  | 2022
GMP | READSBORO | Battery < 20 KW | Other | 5 | Active | 4332000% |  | 2018
GMP | READSBORO | Battery < 20 KW | Other | 5 | Active | 4358800% |  | 2019
GMP | READSBORO | Battery < 20 KW | Other | 10 | Active | 4303800% |  | 2017
GMP | RICHMOND | Battery < 20 KW | Other | 5 | Active | 4319500% |  | 2018
GMP | RICHMOND | Battery < 20 KW | Other | 5 | Active | 4320300% |  | 2018
GMP | RICHMOND | Battery < 20 KW | Other | 5 | Active | 4329900% |  | 2018
GMP | RICHMOND | Battery < 20 KW | Other | 5 | Active | 4332300% |  | 2018
GMP | RICHMOND | Battery < 20 KW | Other | 5 | Active | 4350200% |  | 2019
GMP | RICHMOND | Battery < 20 KW | Other | 7 | Active | 4445200% |  | 2021
GMP | RICHMOND | Battery < 20 KW | Other | 10 | Active | 4318200% |  | 2018
GMP | RICHMOND | Battery < 20 KW | Other | 10 | Active | 4328700% |  | 2018
GMP | RICHMOND | Battery < 20 KW | Other | 10 | Active | 4335700% |  | 2018
GMP | RICHMOND | Battery < 20 KW | Other | 10 | Active | 4339900% |  | 2018
GMP | RICHMOND | Battery < 20 KW | Other | 10 | Active | 4348600% |  | 2019
GMP | RICHMOND | Battery < 20 KW | Other | 10 | Active | 4371800% |  | 2019
GMP | RICHMOND | Battery < 20 KW | Other | 10 | Active | 4421500% |  | 2021
GMP | RICHMOND | Battery < 20 KW | Other | 10 | Active | 4487400% |  | 2022
GMP | RIPTON | Battery < 20 KW | Other | 5 | Active | 4307300% |  | 2017
GMP | RIPTON | Battery < 20 KW | Other | 5 | Active | 4387500% |  | 2020
GMP | RIPTON | Battery < 20 KW | Other | 5 | Active | 4392200% |  | 2020
GMP | RIPTON | Battery < 20 KW | Other | 10 | Active | 4346800% |  | 2019
GMP | RIPTON | Battery < 20 KW | Other | 10 | Active | 4383800% |  | 2020
GMP | RIPTON | Battery < 20 KW | Other | 10 | Active | 4427300% |  | 2021
GMP | RIPTON | Battery < 20 KW | Other | 10 | Active | 4436500% |  | 2021
GMP | RIPTON | Battery < 20 KW | Other | 10 | Active | 4445400% |  | 2021
GMP | ROCHESTER | Battery < 20 KW | Other | 5 | Active | 4315100% |  | 2018
GMP | ROCHESTER | Battery < 20 KW | Other | 5 | Active | 4320700% |  | 2018
GMP | ROCHESTER | Battery < 20 KW | Other | 5 | Active | 4329800% |  | 2018
GMP | ROCHESTER | Battery < 20 KW | Other | 5 | Active | 4353600% |  | 2019
GMP | ROCHESTER | Battery < 20 KW | Other | 5 | Active | 4355300% |  | 2019
GMP | ROCHESTER | Battery < 20 KW | Other | 7 | Active | 4420900% |  | 2021
GMP | ROCHESTER | Battery < 20 KW | Other | 9 | Active | 4448700% |  | 2021
GMP | ROCHESTER | Battery < 20 KW | Other | 9 | Active | 4467900% |  | 2022
GMP | ROCHESTER | Battery < 20 KW | Other | 10 | Active | 4321400% |  | 2018
GMP | ROCHESTER | Battery < 20 KW | Other | 10 | Active | 4332900% |  | 2018
GMP | ROCHESTER | Battery < 20 KW | Other | 10 | Active | 4371400% |  | 2019
GMP | ROCHESTER | Battery < 20 KW | Other | 10 | Active | 4398000% |  | 2020
GMP | ROCHESTER | Battery < 20 KW | Other | 10 | Active | 4405000% |  | 2020
GMP | ROCHESTER | Battery < 20 KW | Other | 10 | Active | 4437600% |  | 2021
GMP | ROCHESTER | Battery < 20 KW | Other | 10 | Active | 4439000% |  | 2021
GMP | ROCHESTER | Battery < 20 KW | Other | 10 | Active | 4446300% |  | 2021
GMP | ROCHESTER | Battery < 20 KW | Other | 10 | Active | 4446800% |  | 2021
GMP | ROCHESTER | Battery < 20 KW | Other | 10 | Active | 4447700% |  | 2021
GMP | ROCHESTER | Battery < 20 KW | Other | 10 | Active | 4457300% |  | 2022
GMP | ROCKINGHAM | Battery < 20 KW | Other | 5 | Active | 4251600% |  | 2016
GMP | ROCKINGHAM | Battery < 20 KW | Other | 5 | Active | 4305300% |  | 2017
GMP | ROCKINGHAM | Battery < 20 KW | Other | 5 | Active | 4320000% |  | 2018
GMP | ROCKINGHAM | Battery < 20 KW | Other | 5 | Active | 4322200% |  | 2018
GMP | ROCKINGHAM | Battery < 20 KW | Other | 5 | Active | 4330700% |  | 2018
GMP | ROCKINGHAM | Battery < 20 KW | Other | 5 | Active | 4333300% |  | 2018
GMP | ROCKINGHAM | Battery < 20 KW | Other | 5 | Active | 4340200% |  | 2018
GMP | ROCKINGHAM | Battery < 20 KW | Other | 5 | Active | 4360600% |  | 2019
GMP | ROCKINGHAM | Battery < 20 KW | Other | 10 | Active | 4322300% |  | 2018
GMP | ROCKINGHAM | Battery < 20 KW | Other | 10 | Active | 4324100% |  | 2018
GMP | ROCKINGHAM | Battery < 20 KW | Other | 10 | Active | 4352500% |  | 2019
GMP | ROCKINGHAM | Battery < 20 KW | Other | 10 | Active | 4355800% |  | 2019
GMP | ROCKINGHAM | Battery < 20 KW | Other | 10 | Active | 4356700% |  | 2019
GMP | ROCKINGHAM | Battery < 20 KW | Other | 10 | Active | 4360800% |  | 2019
GMP | ROCKINGHAM | Battery < 20 KW | Other | 10 | Active | 4437800% |  | 2021
GMP | ROCKINGHAM | Battery < 20 KW | Other | 10 | Active | 4439600% |  | 2021
GMP | ROCKINGHAM | Battery < 20 KW | Other | 10 | Active | 4460900% |  | 2022
GMP | ROCKINGHAM | Battery < 20 KW | Other | 10 | Active | 4465900% |  | 2022
GMP | ROXBURY | Battery < 20 KW | Other | 5 | Active | 4305900% |  | 2017
GMP | ROXBURY | Battery < 20 KW | Other | 5 | Active | 4318500% |  | 2018
GMP | ROXBURY | Battery < 20 KW | Other | 5 | Active | 4352200% |  | 2019
GMP | ROXBURY | Battery < 20 KW | Other | 10 | Active | 4332000% |  | 2018
GMP | ROXBURY | Battery < 20 KW | Other | 10 | Active | 4337700% |  | 2018
GMP | ROXBURY | Battery < 20 KW | Other | 10 | Active | 4362600% |  | 2019
GMP | ROXBURY | Battery < 20 KW | Other | 10 | Active | 4366200% |  | 2019
GMP | ROXBURY | Battery < 20 KW | Other | 10 | Active | 4388600% |  | 2020
GMP | ROXBURY | Battery < 20 KW | Other | 10 | Active | 4403900% |  | 2020
GMP | ROYALTON | Battery < 20 KW | Other | 5 | Active | 4323800% |  | 2018
GMP | ROYALTON | Battery < 20 KW | Other | 10 | Active | 4338400% |  | 2018
GMP | ROYALTON | Battery < 20 KW | Other | 10 | Active | 4354500% |  | 2019
GMP | ROYALTON | Battery < 20 KW | Other | 10 | Active | 4362100% |  | 2019
GMP | ROYALTON | Battery < 20 KW | Other | 10 | Active | 4371200% |  | 2019
GMP | ROYALTON | Battery < 20 KW | Other | 10 | Active | 4443500% |  | 2021
GMP | ROYALTON | Battery < 20 KW | Other | 10 | Active | 4461000% |  | 2022
GMP | ROYALTON | Battery < 20 KW | Other | 10 | Active | 4469300% |  | 2022
GMP | RUPERT | Battery < 20 KW | Other | 10 | Active | 4334900% |  | 2018
GMP | RUPERT | Battery < 20 KW | Other | 10 | Active | 4354300% |  | 2019
GMP | RUPERT | Battery < 20 KW | Other | 10 | Active | 4354400% |  | 2019
GMP | RUPERT | Battery < 20 KW | Other | 10 | Active | 4415900% |  | 2020
GMP | RUPERT | Battery < 20 KW | Other | 10 | Active | 4490300% |  | 2022
GMP | Rutland City | Battery < 20 KW | Other | 2.5 | Active | 4420800% |  | 2021
GMP | Rutland City | Battery < 20 KW | Other | 4.5 | Active | 4464300% |  | 2022
GMP | Rutland City | Battery < 20 KW | Other | 5 | Active | 4313900% |  | 2018
GMP | Rutland City | Battery < 20 KW | Other | 5 | Active | 4315400% |  | 2018
GMP | Rutland City | Battery < 20 KW | Other | 5 | Active | 4320100% |  | 2018
GMP | Rutland City | Battery < 20 KW | Other | 5 | Active | 4324400% |  | 2018
GMP | Rutland City | Battery < 20 KW | Other | 5 | Active | 4328400% |  | 2018
GMP | Rutland City | Battery < 20 KW | Other | 5 | Active | 4332100% |  | 2018
GMP | Rutland City | Battery < 20 KW | Other | 5 | Active | 4332600% |  | 2018
GMP | Rutland City | Battery < 20 KW | Other | 5 | Active | 4332700% |  | 2018
GMP | Rutland City | Battery < 20 KW | Other | 5 | Active | 4350500% |  | 2019
GMP | Rutland City | Battery < 20 KW | Other | 5 | Active | 4352400% |  | 2019
GMP | Rutland City | Battery < 20 KW | Other | 5 | Active | 4354200% |  | 2019
GMP | Rutland City | Battery < 20 KW | Other | 5 | Active | 4455200% |  | 2021
GMP | Rutland City | Battery < 20 KW | Other | 5 | Active | 4475000% |  | 2022
GMP | Rutland City | Battery < 20 KW | Other | 10 | Active | 4319300% |  | 2018
GMP | Rutland City | Battery < 20 KW | Other | 10 | Active | 4337800% |  | 2018
GMP | Rutland City | Battery < 20 KW | Other | 10 | Active | 4341800% |  | 2018
GMP | Rutland City | Battery < 20 KW | Other | 10 | Active | 4347600% |  | 2019
GMP | Rutland City | Battery < 20 KW | Other | 10 | Active | 4356300% |  | 2019
GMP | Rutland City | Battery < 20 KW | Other | 10 | Active | 4367500% |  | 2019
GMP | Rutland City | Battery < 20 KW | Other | 10 | Active | 4368300% |  | 2019
GMP | Rutland City | Battery < 20 KW | Other | 10 | Active | 4384500% |  | 2020
GMP | Rutland City | Battery < 20 KW | Other | 10 | Active | 4400800% |  | 2020
GMP | Rutland City | Battery < 20 KW | Other | 10 | Active | 4412300% |  | 2020
GMP | Rutland City | Battery < 20 KW | Other | 10 | Active | 4465500% |  | 2022
GMP | Rutland City | Battery < 20 KW | Other | 10 | Active | 4474900% |  | 2022
GMP | Rutland City | Battery < 20 KW | Other | 15 | Active | 4436200% |  | 2021
GMP | RYEGATE | Battery < 20 KW | Other | 10 | Active | 4338500% |  | 2018
GMP | RYEGATE | Battery < 20 KW | Other | 10 | Active | 4431200% |  | 2021
GMP | RYEGATE | Battery < 20 KW | Other | 10 | Active | 4495000% |  | 2023
GMP | Barre Town | Battery < 20 KW | Other | 10 | Active | 4386600% |  | 2020
GMP | Barre Town | Battery < 20 KW | Other | 10 | Active | 4391300% |  | 2020
GMP | South Burlington | Battery < 20 KW | Other | 5 | Active | 4311000% |  | 2018
GMP | South Burlington | Battery < 20 KW | Other | 5 | Active | 4315700% |  | 2018
GMP | South Burlington | Battery < 20 KW | Other | 5 | Active | 4323000% |  | 2018
GMP | South Burlington | Battery < 20 KW | Other | 5 | Active | 4324100% |  | 2018
GMP | South Burlington | Battery < 20 KW | Other | 5 | Active | 4353600% |  | 2019
GMP | South Burlington | Battery < 20 KW | Other | 5 | Active | 4353700% |  | 2019
GMP | South Burlington | Battery < 20 KW | Other | 5 | Active | 4354900% |  | 2019
GMP | South Burlington | Battery < 20 KW | Other | 5 | Active | 4355200% |  | 2019
GMP | South Burlington | Battery < 20 KW | Other | 5 | Active | 4355900% |  | 2019
GMP | South Burlington | Battery < 20 KW | Other | 5 | Active | 4376600% |  | 2019
GMP | South Burlington | Battery < 20 KW | Other | 7 | Active | 4427300% |  | 2021
GMP | South Burlington | Battery < 20 KW | Other | 8 | Active | 4463000% |  | 2022
GMP | South Burlington | Battery < 20 KW | Other | 10 | Active | 4306100% |  | 2017
GMP | South Burlington | Battery < 20 KW | Other | 10 | Active | 4340600% |  | 2018
GMP | South Burlington | Battery < 20 KW | Other | 10 | Active | 4344500% |  | 2018
GMP | South Burlington | Battery < 20 KW | Other | 10 | Active | 4354400% |  | 2019
GMP | South Burlington | Battery < 20 KW | Other | 10 | Active | 4364400% |  | 2019
GMP | South Burlington | Battery < 20 KW | Other | 10 | Active | 4365700% |  | 2019
GMP | South Burlington | Battery < 20 KW | Other | 10 | Active | 4367900% |  | 2019
GMP | South Burlington | Battery < 20 KW | Other | 10 | Active | 4370200% |  | 2019
GMP | South Burlington | Battery < 20 KW | Other | 10 | Active | 4370600% |  | 2019
GMP | South Burlington | Battery < 20 KW | Other | 10 | Active | 4388800% |  | 2020
GMP | South Burlington | Battery < 20 KW | Other | 10 | Active | 4414700% |  | 2020
GMP | South Burlington | Battery < 20 KW | Other | 10 | Active | 4431300% |  | 2021
GMP | South Burlington | Battery < 20 KW | Other | 10 | Active | 4477000% |  | 2022
GMP | South Burlington | Battery < 20 KW | Other | 10 | Active | 4491700% |  | 2022
GMP | South Burlington | Battery < 20 KW | Other | 10 | Active | 4408400% |  | 2020
GMP | Londonderry | Battery < 20 KW | Other | 5 | Active | 4327000% |  | 2018
GMP | Londonderry | Battery < 20 KW | Other | 10 | Active | 4302900% |  | 2017
GMP | Londonderry | Battery < 20 KW | Other | 10 | Active | 4340500% |  | 2018
GMP | Londonderry | Battery < 20 KW | Other | 10 | Active | 4409200% |  | 2020
GMP | Londonderry | Battery < 20 KW | Other | 10 | Active | 4433000% |  | 2021
GMP | Londonderry | Battery < 20 KW | Other | 10 | Active | 4462000% |  | 2022
GMP | Royalton | Battery < 20 KW | Other | 5 | Active | 4316600% |  | 2018
GMP | Royalton | Battery < 20 KW | Other | 5 | Active | 4325300% |  | 2018
GMP | Royalton | Battery < 20 KW | Other | 5 | Active | 4330000% |  | 2018
GMP | Royalton | Battery < 20 KW | Other | 5 | Active | 4336200% |  | 2018
GMP | Royalton | Battery < 20 KW | Other | 10 | Active | 4334200% |  | 2018
GMP | Royalton | Battery < 20 KW | Other | 10 | Active | 4358700% |  | 2019
GMP | Royalton | Battery < 20 KW | Other | 10 | Active | 4478500% |  | 2022
GMP | Ryegate | Battery < 20 KW | Other | 5 | Active | 4332800% |  | 2018
GMP | Woodstock | Battery < 20 KW | Other | 10 | Active | 4339600% |  | 2018
GMP | Woodstock | Battery < 20 KW | Other | 10 | Active | 4425600% |  | 2021
GMP | St. Albans City | Battery < 20 KW | Other | 5 | Active | 4349600% |  | 2019
GMP | St. Albans City | Battery < 20 KW | Other | 5 | Active | 4350100% |  | 2019
GMP | St. Albans City | Battery < 20 KW | Other | 5 | Active | 4350400% |  | 2019
GMP | St. Albans City | Battery < 20 KW | Other | 5 | Active | 4386400% |  | 2020
GMP | St. Albans City | Battery < 20 KW | Other | 10 | Active | 4313700% |  | 2018
GMP | St. Albans City | Battery < 20 KW | Other | 10 | Active | 4327900% |  | 2018
GMP | St. Albans City | Battery < 20 KW | Other | 10 | Active | 4338400% |  | 2018
GMP | St. Albans City | Battery < 20 KW | Other | 10 | Active | 4341900% |  | 2018
GMP | St. Albans City | Battery < 20 KW | Other | 10 | Active | 4362900% |  | 2019
GMP | St. Albans City | Battery < 20 KW | Other | 10 | Active | 4364400% |  | 2019
GMP | St. Albans City | Battery < 20 KW | Other | 10 | Active | 4385900% |  | 2020
GMP | St. Albans City | Battery < 20 KW | Other | 10 | Active | 4411300% |  | 2020
GMP | St. Albans City | Battery < 20 KW | Other | 10 | Active | 4421500% |  | 2021
GMP | St. Albans City | Battery < 20 KW | Other | 10 | Active | 4446200% |  | 2021
GMP | St. Albans City | Battery < 20 KW | Other | 10 | Active | 4447600% |  | 2021
GMP | St. Albans City | Battery < 20 KW | Other | 10 | Active | 4464400% |  | 2022
GMP | St. Albans City | Battery < 20 KW | Other | 20 | Active | 4435000% |  | 2021
GMP | SALISBURY | Battery < 20 KW | Other | 5 | Active | 4310600% |  | 2018
GMP | SALISBURY | Battery < 20 KW | Other | 5 | Active | 4334000% |  | 2018
GMP | SALISBURY | Battery < 20 KW | Other | 5 | Active | 4355100% |  | 2019
GMP | SALISBURY | Battery < 20 KW | Other | 10 | Active | 4409800% |  | 2020
GMP | Rockingham | Battery < 20 KW | Other | 5 | Active | 4323800% |  | 2018
GMP | Rockingham | Battery < 20 KW | Other | 5 | Active | 4355300% |  | 2019
GMP | Rockingham | Battery < 20 KW | Other | 5 | Active | 4357600% |  | 2019
GMP | Rockingham | Battery < 20 KW | Other | 10 | Active | 4412300% |  | 2020
GMP | Rockingham | Battery < 20 KW | Other | 10 | Active | 4412700% |  | 2020
GMP | Rockingham | Battery < 20 KW | Other | 10 | Active | 4439200% |  | 2021
GMP | Rockingham | Battery < 20 KW | Other | 10 | Active | 4444200% |  | 2021
GMP | SEARSBURG | Battery < 20 KW | Other | 10 | Active | 4471800% |  | 2022
GMP | SEARSBURG | Battery < 20 KW | Other | 10 | Active | 4493800% |  | 2023
GMP | SHAFTSBURY | Battery < 20 KW | Other | 5 | Active | 4319400% |  | 2018
GMP | SHAFTSBURY | Battery < 20 KW | Other | 5 | Active | 4325700% |  | 2018
GMP | SHAFTSBURY | Battery < 20 KW | Other | 5 | Active | 4334800% |  | 2018
GMP | SHAFTSBURY | Battery < 20 KW | Other | 5 | Active | 4349600% |  | 2019
GMP | SHAFTSBURY | Battery < 20 KW | Other | 5 | Active | 4353200% |  | 2019
GMP | SHAFTSBURY | Battery < 20 KW | Other | 5 | Active | 4355300% |  | 2019
GMP | SHAFTSBURY | Battery < 20 KW | Other | 5 | Active | 4380800% |  | 2019
GMP | SHAFTSBURY | Battery < 20 KW | Other | 7 | Active | 4469800% |  | 2022
GMP | SHAFTSBURY | Battery < 20 KW | Other | 7 | Active | 4474800% |  | 2022
GMP | SHAFTSBURY | Battery < 20 KW | Other | 10 | Active | 4325800% |  | 2018
GMP | SHAFTSBURY | Battery < 20 KW | Other | 10 | Active | 4336900% |  | 2018
GMP | SHAFTSBURY | Battery < 20 KW | Other | 10 | Active | 4340900% |  | 2018
GMP | SHAFTSBURY | Battery < 20 KW | Other | 10 | Active | 4346200% |  | 2018
GMP | SHAFTSBURY | Battery < 20 KW | Other | 10 | Active | 4347300% |  | 2019
GMP | SHAFTSBURY | Battery < 20 KW | Other | 10 | Active | 4349300% |  | 2019
GMP | SHAFTSBURY | Battery < 20 KW | Other | 10 | Active | 4350100% |  | 2019
GMP | SHAFTSBURY | Battery < 20 KW | Other | 10 | Active | 4350400% |  | 2019
GMP | SHAFTSBURY | Battery < 20 KW | Other | 10 | Active | 4356300% |  | 2019
GMP | SHAFTSBURY | Battery < 20 KW | Other | 10 | Active | 4371100% |  | 2019
GMP | SHAFTSBURY | Battery < 20 KW | Other | 10 | Active | 4377700% |  | 2019
GMP | SHAFTSBURY | Battery < 20 KW | Other | 10 | Active | 4378900% |  | 2019
GMP | SHAFTSBURY | Battery < 20 KW | Other | 10 | Active | 4379800% |  | 2019
GMP | SHAFTSBURY | Battery < 20 KW | Other | 10 | Active | 4380400% |  | 2019
GMP | SHAFTSBURY | Battery < 20 KW | Other | 10 | Active | 4394300% |  | 2020
GMP | SHAFTSBURY | Battery < 20 KW | Other | 10 | Active | 4401200% |  | 2020
GMP | SHAFTSBURY | Battery < 20 KW | Other | 10 | Active | 4411000% |  | 2020
GMP | SHAFTSBURY | Battery < 20 KW | Other | 10 | Active | 4423700% |  | 2021
GMP | SHAFTSBURY | Battery < 20 KW | Other | 10 | Active | 4427800% |  | 2021
GMP | SHAFTSBURY | Battery < 20 KW | Other | 10 | Active | 4462100% |  | 2022
GMP | SHAFTSBURY | Battery < 20 KW | Other | 10 | Active | 4487300% |  | 2022
GMP | SHARON | Battery < 20 KW | Other | 5 | Active | 4353700% |  | 2019
GMP | SHARON | Battery < 20 KW | Other | 5 | Active | 4358800% |  | 2019
GMP | SHARON | Battery < 20 KW | Other | 5 | Active | 4481800% |  | 2022
GMP | SHARON | Battery < 20 KW | Other | 5 | Active | 4481900% |  | 2022
GMP | SHARON | Battery < 20 KW | Other | 9 | Active | 4472500% |  | 2022
GMP | SHARON | Battery < 20 KW | Other | 10 | Active | 4316500% |  | 2018
GMP | SHARON | Battery < 20 KW | Other | 10 | Active | 4362700% |  | 2019
GMP | SHARON | Battery < 20 KW | Other | 10 | Active | 4364100% |  | 2019
GMP | SHARON | Battery < 20 KW | Other | 10 | Active | 4390200% |  | 2020
GMP | SHARON | Battery < 20 KW | Other | 10 | Active | 4402100% |  | 2020
GMP | SHARON | Battery < 20 KW | Other | 10 | Active | 4403300% |  | 2020
GMP | SHARON | Battery < 20 KW | Other | 10 | Active | 4406000% |  | 2020
GMP | SHARON | Battery < 20 KW | Other | 10 | Active | 4432300% |  | 2021
GMP | SHARON | Battery < 20 KW | Other | 10 | Active | 4450100% |  | 2021
GMP | SHARON | Battery < 20 KW | Other | 10 | Active | 4461400% |  | 2022
GMP | SHARON | Battery < 20 KW | Other | 10 | Active | 4468000% |  | 2022
GMP | SHARON | Battery < 20 KW | Other | 20 | Active | 4404100% |  | 2020
GMP | Shelburne | Battery < 20 KW | Other | 9 | Active | 4420900% |  | 2021
GMP | Shelburne | Battery < 20 KW | Other | 10 | Active | 4320600% |  | 2018
GMP | Shelburne | Battery < 20 KW | Other | 10 | Active | 4384500% |  | 2020
GMP | SHELBURNE | Battery < 20 KW | Other | 5 | Active | 4330400% |  | 2018
GMP | SHELBURNE | Battery < 20 KW | Other | 5 | Active | 4330500% |  | 2018
GMP | SHELBURNE | Battery < 20 KW | Other | 5 | Active | 4350700% |  | 2019
GMP | SHELBURNE | Battery < 20 KW | Other | 5 | Active | 4354900% |  | 2019
GMP | SHELBURNE | Battery < 20 KW | Other | 5 | Active | 4355800% |  | 2019
GMP | SHELBURNE | Battery < 20 KW | Other | 5 | Active | 4357300% |  | 2019
GMP | SHELBURNE | Battery < 20 KW | Other | 5 | Active | 4360700% |  | 2019
GMP | SHELBURNE | Battery < 20 KW | Other | 5 | Active | 4466500% |  | 2022
GMP | SHELBURNE | Battery < 20 KW | Other | 7 | Active | 4491400% |  | 2022
GMP | SHELBURNE | Battery < 20 KW | Other | 10 | Active | 4314600% |  | 2018
GMP | SHELBURNE | Battery < 20 KW | Other | 10 | Active | 4314700% |  | 2018
GMP | SHELBURNE | Battery < 20 KW | Other | 10 | Active | 4317400% |  | 2018
GMP | SHELBURNE | Battery < 20 KW | Other | 10 | Active | 4320900% |  | 2018
GMP | SHELBURNE | Battery < 20 KW | Other | 10 | Active | 4328700% |  | 2018
GMP | SHELBURNE | Battery < 20 KW | Other | 10 | Active | 4337700% |  | 2018
GMP | SHELBURNE | Battery < 20 KW | Other | 10 | Active | 4337800% |  | 2018
GMP | SHELBURNE | Battery < 20 KW | Other | 10 | Active | 4339900% |  | 2018
GMP | SHELBURNE | Battery < 20 KW | Other | 10 | Active | 4343100% |  | 2018
GMP | SHELBURNE | Battery < 20 KW | Other | 10 | Active | 4361600% |  | 2019
GMP | SHELBURNE | Battery < 20 KW | Other | 10 | Active | 4362000% |  | 2019
GMP | SHELBURNE | Battery < 20 KW | Other | 10 | Active | 4370200% |  | 2019
GMP | SHELBURNE | Battery < 20 KW | Other | 10 | Active | 4378300% |  | 2019
GMP | SHELBURNE | Battery < 20 KW | Other | 10 | Active | 4402000% |  | 2020
GMP | SHELBURNE | Battery < 20 KW | Other | 10 | Active | 4406300% |  | 2020
GMP | SHELBURNE | Battery < 20 KW | Other | 10 | Active | 4412400% |  | 2020
GMP | SHELBURNE | Battery < 20 KW | Other | 10 | Active | 4425900% |  | 2021
GMP | SHELBURNE | Battery < 20 KW | Other | 10 | Active | 4459200% |  | 2022
GMP | SHELBURNE | Battery < 20 KW | Other | 10 | Active | 4462300% |  | 2022
GMP | SHELBURNE | Battery < 20 KW | Other | 10 | Active | 4463600% |  | 2022
GMP | SHELBURNE | Battery < 20 KW | Other | 10 | Active | 4469800% |  | 2022
GMP | SHELBURNE | Battery < 20 KW | Other | 10 | Active | 4477000% |  | 2022
GMP | SHELBURNE | Battery < 20 KW | Other | 10 | Active | 4489400% |  | 2022
GMP | SHELBURNE | Battery < 20 KW | Other | 10 | Active | 4491700% |  | 2022
GMP | SHELBURNE | Battery < 20 KW | Other | 10 | Active | 4493000% |  | 2023
GMP | SHELBURNE | Battery < 20 KW | Other | 10 | Active | 4494600% |  | 2023
GMP | SHELBURNE | Battery < 20 KW | Other | 20 | Active | 4429100% |  | 2021
GMP | SHELDON | Battery < 20 KW | Other | 10 | Active | 4384000% |  | 2020
GMP | SHOREHAM | Battery < 20 KW | Other | 5 | Active | 4350400% |  | 2019
GMP | SHOREHAM | Battery < 20 KW | Other | 10 | Active | 4340700% |  | 2018
GMP | SHOREHAM | Battery < 20 KW | Other | 10 | Active | 4385700% |  | 2020
GMP | SHOREHAM | Battery < 20 KW | Other | 10 | Active | 4409700% |  | 2020
GMP | SHOREHAM | Battery < 20 KW | Other | 10 | Active | 4433600% |  | 2021
GMP | SHREWSBURY | Battery < 20 KW | Other | 5 | Active | 4318700% |  | 2018
GMP | SHREWSBURY | Battery < 20 KW | Other | 5 | Active | 4347900% |  | 2019
GMP | SHREWSBURY | Battery < 20 KW | Other | 10 | Active | 4332800% |  | 2018
GMP | SHREWSBURY | Battery < 20 KW | Other | 10 | Active | 4438900% |  | 2021
GMP | SHREWSBURY | Battery < 20 KW | Other | 10 | Active | 4442500% |  | 2021
GMP | Royalton | Battery < 20 KW | Other | 10 | Active | 4344700% |  | 2018
GMP | Newfane | Battery < 20 KW | Other | 5 | Active | 4358400% |  | 2019
GMP | Newfane | Battery < 20 KW | Other | 10 | Active | 4344800% |  | 2018
GMP | Newfane | Battery < 20 KW | Other | 10 | Active | 4351600% |  | 2019
GMP | Newfane | Battery < 20 KW | Other | 10 | Active | 4356700% |  | 2019
GMP | Newfane | Battery < 20 KW | Other | 10 | Active | 4430000% |  | 2021
GMP | Newfane | Battery < 20 KW | Other | 10 | Active | 4437800% |  | 2021
GMP | Newfane | Battery < 20 KW | Other | 10 | Active | 4462700% |  | 2022
GMP | Newfane | Battery < 20 KW | Other | 10 | Active | 4474000% |  | 2022
GMP | Pomfret | Battery < 20 KW | Other | 10 | Active | 4457100% |  | 2022
GMP | Pomfret | Battery < 20 KW | Other | 10 | Active | 4429500% |  | 2021
GMP | Strafford | Battery < 20 KW | Other | 9 | Active | 4413700% |  | 2020
GMP | Wallingford | Battery < 20 KW | Other | 10 | Active | 4417500% |  | 2020
GMP | SPRINGFIELD | Battery < 20 KW | Other | 3 | Active | 4491100% |  | 2022
GMP | SPRINGFIELD | Battery < 20 KW | Other | 5 | Active | 4334100% |  | 2018
GMP | SPRINGFIELD | Battery < 20 KW | Other | 5 | Active | 4339100% |  | 2018
GMP | SPRINGFIELD | Battery < 20 KW | Other | 5 | Active | 4343900% |  | 2018
GMP | SPRINGFIELD | Battery < 20 KW | Other | 5 | Active | 4353000% |  | 2019
GMP | SPRINGFIELD | Battery < 20 KW | Other | 5 | Active | 4365400% |  | 2019
GMP | SPRINGFIELD | Battery < 20 KW | Other | 5 | Active | 4378000% |  | 2019
GMP | SPRINGFIELD | Battery < 20 KW | Other | 5 | Active | 4379600% |  | 2019
GMP | SPRINGFIELD | Battery < 20 KW | Other | 5 | Active | 4384400% |  | 2020
GMP | SPRINGFIELD | Battery < 20 KW | Other | 5 | Active | 4469700% |  | 2022
GMP | SPRINGFIELD | Battery < 20 KW | Other | 5 | Active | 4471300% |  | 2022
GMP | SPRINGFIELD | Battery < 20 KW | Other | 9 | Active | 4426700% |  | 2021
GMP | SPRINGFIELD | Battery < 20 KW | Other | 10 | Active | 4327100% |  | 2018
GMP | SPRINGFIELD | Battery < 20 KW | Other | 10 | Active | 4341800% |  | 2018
GMP | SPRINGFIELD | Battery < 20 KW | Other | 10 | Active | 4348300% |  | 2019
GMP | SPRINGFIELD | Battery < 20 KW | Other | 10 | Active | 4351600% |  | 2019
GMP | SPRINGFIELD | Battery < 20 KW | Other | 10 | Active | 4384300% |  | 2020
GMP | SPRINGFIELD | Battery < 20 KW | Other | 10 | Active | 4390000% |  | 2020
GMP | SPRINGFIELD | Battery < 20 KW | Other | 10 | Active | 4400100% |  | 2020
GMP | SPRINGFIELD | Battery < 20 KW | Other | 10 | Active | 4405400% |  | 2020
GMP | SPRINGFIELD | Battery < 20 KW | Other | 10 | Active | 4420900% |  | 2021
GMP | SPRINGFIELD | Battery < 20 KW | Other | 10 | Active | 4423900% |  | 2021
GMP | SPRINGFIELD | Battery < 20 KW | Other | 10 | Active | 4430100% |  | 2021
GMP | SPRINGFIELD | Battery < 20 KW | Other | 10 | Active | 4432000% |  | 2021
GMP | SPRINGFIELD | Battery < 20 KW | Other | 10 | Active | 4436800% |  | 2021
GMP | SPRINGFIELD | Battery < 20 KW | Other | 10 | Active | 4441300% |  | 2021
GMP | SPRINGFIELD | Battery < 20 KW | Other | 10 | Active | 4460800% |  | 2022
GMP | SPRINGFIELD | Battery < 20 KW | Other | 10 | Active | 4483800% |  | 2022
GMP | SPRINGFIELD | Battery < 20 KW | Other | 10 | Active | 4489400% |  | 2022
GMP | St. Johnsbury | Battery < 20 KW | Other | 10 | Active | 4311800% |  | 2018
GMP | St. Johnsbury | Battery < 20 KW | Other | 5 | Active | 4334300% |  | 2018
GMP | St. Johnsbury | Battery < 20 KW | Other | 5 | Active | 4352500% |  | 2019
GMP | St. Johnsbury | Battery < 20 KW | Other | 10 | Active | 4372800% |  | 2019
GMP | St. Johnsbury | Battery < 20 KW | Other | 10 | Active | 4408500% |  | 2020
GMP | St. Johnsbury | Battery < 20 KW | Other | 10 | Active | 4471400% |  | 2022
GMP | St. Johnsbury | Battery < 20 KW | Other | 23.5 | Active | 4424600% |  | 2021
GMP | STAMFORD | Battery < 20 KW | Other | 5 | Active | 4305600% |  | 2017
GMP | STAMFORD | Battery < 20 KW | Other | 10 | Active | 4319200% |  | 2018
GMP | STAMFORD | Battery < 20 KW | Other | 10 | Active | 4343900% |  | 2018
GMP | STAMFORD | Battery < 20 KW | Other | 10 | Active | 4364400% |  | 2019
GMP | STAMFORD | Battery < 20 KW | Other | 10 | Active | 4373300% |  | 2019
GMP | STAMFORD | Battery < 20 KW | Other | 10 | Active | 4385500% |  | 2020
GMP | Stamford | Battery < 20 KW | Other | 5 | Active | 4351600% |  | 2019
GMP | STARKSBORO | Battery < 20 KW | Other | 5 | Active | 4329800% |  | 2018
GMP | STARKSBORO | Battery < 20 KW | Other | 5 | Active | 4332900% |  | 2018
GMP | STARKSBORO | Battery < 20 KW | Other | 5 | Active | 4353800% |  | 2019
GMP | STARKSBORO | Battery < 20 KW | Other | 10 | Active | 4325800% |  | 2018
GMP | STARKSBORO | Battery < 20 KW | Other | 10 | Active | 4337900% |  | 2018
GMP | STARKSBORO | Battery < 20 KW | Other | 10 | Active | 4379600% |  | 2019
GMP | STARKSBORO | Battery < 20 KW | Other | 10 | Active | 4390300% |  | 2020
GMP | STARKSBORO | Battery < 20 KW | Other | 10 | Active | 4413100% |  | 2020
GMP | STARKSBORO | Battery < 20 KW | Other | 10 | Active | 4420800% |  | 2021
GMP | STOCKBRIDGE | Battery < 20 KW | Other | 5 | Active | 4337700% |  | 2018
GMP | STOCKBRIDGE | Battery < 20 KW | Other | 5 | Active | 4353800% |  | 2019
GMP | STOCKBRIDGE | Battery < 20 KW | Other | 9 | Active | 4437200% |  | 2021
GMP | STOCKBRIDGE | Battery < 20 KW | Other | 10 | Active | 4332000% |  | 2018
GMP | STOCKBRIDGE | Battery < 20 KW | Other | 10 | Active | 4332500% |  | 2018
GMP | STOCKBRIDGE | Battery < 20 KW | Other | 10 | Active | 4341600% |  | 2018
GMP | STOCKBRIDGE | Battery < 20 KW | Other | 10 | Active | 4347200% |  | 2019
GMP | STOCKBRIDGE | Battery < 20 KW | Other | 10 | Active | 4359800% |  | 2019
GMP | STOCKBRIDGE | Battery < 20 KW | Other | 10 | Active | 4365700% |  | 2019
GMP | STOCKBRIDGE | Battery < 20 KW | Other | 10 | Active | 4463400% |  | 2022
GMP | STOCKBRIDGE | Battery < 20 KW | Other | 10 | Active | 4474600% |  | 2022
GMP | STOCKBRIDGE | Battery < 20 KW | Other | 10 | Active | 4488700% |  | 2022
GMP | STOWE | Battery < 20 KW | Other | 10 | Active | 4385200% |  | 2020
GMP | STRAFFORD | Battery < 20 KW | Other | 5 | Active | 4306000% |  | 2017
GMP | STRAFFORD | Battery < 20 KW | Other | 5 | Active | 4311000% |  | 2018
GMP | STRAFFORD | Battery < 20 KW | Other | 5 | Active | 4311200% |  | 2018
GMP | STRAFFORD | Battery < 20 KW | Other | 5 | Active | 4314700% |  | 2018
GMP | STRAFFORD | Battery < 20 KW | Other | 5 | Active | 4322400% |  | 2018
GMP | STRAFFORD | Battery < 20 KW | Other | 5 | Active | 4328600% |  | 2018
GMP | STRAFFORD | Battery < 20 KW | Other | 5 | Active | 4329000% |  | 2018
GMP | STRAFFORD | Battery < 20 KW | Other | 5 | Active | 4329900% |  | 2018
GMP | STRAFFORD | Battery < 20 KW | Other | 5 | Active | 4334100% |  | 2018
GMP | STRAFFORD | Battery < 20 KW | Other | 5 | Active | 4350400% |  | 2019
GMP | STRAFFORD | Battery < 20 KW | Other | 5 | Active | 4350700% |  | 2019
GMP | STRAFFORD | Battery < 20 KW | Other | 5 | Active | 4357100% |  | 2019
GMP | STRAFFORD | Battery < 20 KW | Other | 5 | Active | 4357400% |  | 2019
GMP | STRAFFORD | Battery < 20 KW | Other | 7 | Active | 4463100% |  | 2022
GMP | STRAFFORD | Battery < 20 KW | Other | 9 | Active | 4425600% |  | 2021
GMP | STRAFFORD | Battery < 20 KW | Other | 10 | Active | 4348800% |  | 2019
GMP | STRAFFORD | Battery < 20 KW | Other | 10 | Active | 4360200% |  | 2019
GMP | STRAFFORD | Battery < 20 KW | Other | 10 | Active | 4363400% |  | 2019
GMP | STRAFFORD | Battery < 20 KW | Other | 10 | Active | 4366800% |  | 2019
GMP | STRAFFORD | Battery < 20 KW | Other | 10 | Active | 4371700% |  | 2019
GMP | STRAFFORD | Battery < 20 KW | Other | 10 | Active | 4371900% |  | 2019
GMP | STRAFFORD | Battery < 20 KW | Other | 10 | Active | 4376700% |  | 2019
GMP | STRAFFORD | Battery < 20 KW | Other | 10 | Active | 4402800% |  | 2020
GMP | STRAFFORD | Battery < 20 KW | Other | 10 | Active | 4406900% |  | 2020
GMP | STRAFFORD | Battery < 20 KW | Other | 10 | Active | 4410400% |  | 2020
GMP | STRAFFORD | Battery < 20 KW | Other | 10 | Active | 4412600% |  | 2020
GMP | STRAFFORD | Battery < 20 KW | Other | 10 | Active | 4423800% |  | 2021
GMP | STRAFFORD | Battery < 20 KW | Other | 10 | Active | 4424600% |  | 2021
GMP | STRAFFORD | Battery < 20 KW | Other | 10 | Active | 4430500% |  | 2021
GMP | STRAFFORD | Battery < 20 KW | Other | 10 | Active | 4435700% |  | 2021
GMP | STRAFFORD | Battery < 20 KW | Other | 10 | Active | 4436300% |  | 2021
GMP | STRAFFORD | Battery < 20 KW | Other | 10 | Active | 4443500% |  | 2021
GMP | STRAFFORD | Battery < 20 KW | Other | 10 | Active | 4448200% |  | 2021
GMP | STRAFFORD | Battery < 20 KW | Other | 10 | Active | 4482600% |  | 2022
GMP | Strafford | Battery < 20 KW | Other | 10 | Active | 4465000% |  | 2022
GMP | STRATTON | Battery < 20 KW | Other | 5 | Active | 4329000% |  | 2018
GMP | STRATTON | Battery < 20 KW | Other | 10 | Active | 4339600% |  | 2018
GMP | STRATTON | Battery < 20 KW | Other | 10 | Active | 4361500% |  | 2019
GMP | STRATTON | Battery < 20 KW | Other | 10 | Active | 4402100% |  | 2020
GMP | STRATTON | Battery < 20 KW | Other | 10 | Active | 4409000% |  | 2020
GMP | STRATTON | Battery < 20 KW | Other | 10 | Active | 4411800% |  | 2020
GMP | STRATTON | Battery < 20 KW | Other | 10 | Active | 4434000% |  | 2021
GMP | STRATTON | Battery < 20 KW | Other | 10 | Active | 4439000% |  | 2021
GMP | Stratton | Battery < 20 KW | Other | 10 | Active | 4421100% |  | 2021
GMP | SUDBURY | Battery < 20 KW | Other | 5 | Active | 4354300% |  | 2019
GMP | SUDBURY | Battery < 20 KW | Other | 10 | Active | 4344700% |  | 2018
GMP | SUNDERLAND | Battery < 20 KW | Other | 5 | Active | 4318700% |  | 2018
GMP | SUNDERLAND | Battery < 20 KW | Other | 5 | Active | 4352400% |  | 2019
GMP | SUNDERLAND | Battery < 20 KW | Other | 5 | Active | 4434400% |  | 2021
GMP | SUNDERLAND | Battery < 20 KW | Other | 6.7 | Active | 4490400% |  | 2022
GMP | SUNDERLAND | Battery < 20 KW | Other | 10 | Active | 4364000% |  | 2019
GMP | SUNDERLAND | Battery < 20 KW | Other | 10 | Active | 4369300% |  | 2019
GMP | SUNDERLAND | Battery < 20 KW | Other | 10 | Active | 4447500% |  | 2021
GMP | SUNDERLAND | Battery < 20 KW | Other | 10 | Active | 4466600% |  | 2022
GMP | SUNDERLAND | Battery < 20 KW | Other | 10 | Active | 4494500% |  | 2023
GMP | Swanton | Battery < 20 KW | Other | 10 | Active | 4483400% |  | 2022
GMP | SWANTON | Battery < 20 KW | Other | 10 | Active | 4327200% |  | 2018
GMP | SWANTON | Battery < 20 KW | Other | 10 | Active | 4383000% |  | 2019
GMP | SWANTON | Battery < 20 KW | Other | 10 | Active | 4426700% |  | 2021
GMP | Woodstock | Battery < 20 KW | Other | 5 | Active | 4307300% |  | 2017
GMP | Thetford | Battery < 20 KW | Other | 10 | Active | 4343400% |  | 2018
GMP | THETFORD | Battery < 20 KW | Other | 5 | Active | 4335000% |  | 2018
GMP | THETFORD | Battery < 20 KW | Other | 10 | Active | 4346700% |  | 2019
GMP | THETFORD | Battery < 20 KW | Other | 5 | Active | 4306600% |  | 2017
GMP | THETFORD | Battery < 20 KW | Other | 5 | Active | 4308200% |  | 2017
GMP | THETFORD | Battery < 20 KW | Other | 5 | Active | 4319200% |  | 2018
GMP | THETFORD | Battery < 20 KW | Other | 5 | Active | 4325900% |  | 2018
GMP | THETFORD | Battery < 20 KW | Other | 5 | Active | 4326600% |  | 2018
GMP | THETFORD | Battery < 20 KW | Other | 5 | Active | 4327700% |  | 2018
GMP | THETFORD | Battery < 20 KW | Other | 5 | Active | 4331800% |  | 2018
GMP | THETFORD | Battery < 20 KW | Other | 5 | Active | 4333600% |  | 2018
GMP | THETFORD | Battery < 20 KW | Other | 5 | Active | 4339000% |  | 2018
GMP | THETFORD | Battery < 20 KW | Other | 5 | Active | 4350200% |  | 2019
GMP | THETFORD | Battery < 20 KW | Other | 5 | Active | 4353200% |  | 2019
GMP | THETFORD | Battery < 20 KW | Other | 5 | Active | 4354400% |  | 2019
GMP | THETFORD | Battery < 20 KW | Other | 5 | Active | 4356300% |  | 2019
GMP | THETFORD | Battery < 20 KW | Other | 5 | Active | 4356400% |  | 2019
GMP | THETFORD | Battery < 20 KW | Other | 5 | Active | 4359200% |  | 2019
GMP | THETFORD | Battery < 20 KW | Other | 5 | Active | 4362100% |  | 2019
GMP | THETFORD | Battery < 20 KW | Other | 5 | Active | 4399000% |  | 2020
GMP | THETFORD | Battery < 20 KW | Other | 9 | Active | 4479800% |  | 2022
GMP | THETFORD | Battery < 20 KW | Other | 10 | Active | 4311500% |  | 2018
GMP | THETFORD | Battery < 20 KW | Other | 10 | Active | 4313300% |  | 2018
GMP | THETFORD | Battery < 20 KW | Other | 10 | Active | 4324100% |  | 2018
GMP | THETFORD | Battery < 20 KW | Other | 10 | Active | 4335400% |  | 2018
GMP | THETFORD | Battery < 20 KW | Other | 10 | Active | 4337800% |  | 2018
GMP | THETFORD | Battery < 20 KW | Other | 10 | Active | 4341700% |  | 2018
GMP | THETFORD | Battery < 20 KW | Other | 10 | Active | 4344600% |  | 2018
GMP | THETFORD | Battery < 20 KW | Other | 10 | Active | 4347700% |  | 2019
GMP | THETFORD | Battery < 20 KW | Other | 10 | Active | 4348900% |  | 2019
GMP | THETFORD | Battery < 20 KW | Other | 10 | Active | 4354300% |  | 2019
GMP | THETFORD | Battery < 20 KW | Other | 10 | Active | 4364400% |  | 2019
GMP | THETFORD | Battery < 20 KW | Other | 10 | Active | 4364800% |  | 2019
GMP | THETFORD | Battery < 20 KW | Other | 10 | Active | 4365600% |  | 2019
GMP | THETFORD | Battery < 20 KW | Other | 10 | Active | 4366200% |  | 2019
GMP | THETFORD | Battery < 20 KW | Other | 10 | Active | 4368900% |  | 2019
GMP | THETFORD | Battery < 20 KW | Other | 10 | Active | 4376100% |  | 2019
GMP | THETFORD | Battery < 20 KW | Other | 10 | Active | 4376200% |  | 2019
GMP | THETFORD | Battery < 20 KW | Other | 10 | Active | 4376700% |  | 2019
GMP | THETFORD | Battery < 20 KW | Other | 10 | Active | 4379700% |  | 2019
GMP | THETFORD | Battery < 20 KW | Other | 10 | Active | 4384600% |  | 2020
GMP | THETFORD | Battery < 20 KW | Other | 10 | Active | 4402700% |  | 2020
GMP | THETFORD | Battery < 20 KW | Other | 10 | Active | 4403400% |  | 2020
GMP | THETFORD | Battery < 20 KW | Other | 10 | Active | 4410200% |  | 2020
GMP | THETFORD | Battery < 20 KW | Other | 10 | Active | 4412000% |  | 2020
GMP | THETFORD | Battery < 20 KW | Other | 10 | Active | 4435000% |  | 2021
GMP | THETFORD | Battery < 20 KW | Other | 10 | Active | 4442000% |  | 2021
GMP | THETFORD | Battery < 20 KW | Other | 10 | Active | 4450400% |  | 2021
GMP | THETFORD | Battery < 20 KW | Other | 10 | Active | 4459900% |  | 2022
GMP | THETFORD | Battery < 20 KW | Other | 10 | Active | 4475000% |  | 2022
GMP | THETFORD | Battery < 20 KW | Other | 10 | Active | 4476800% |  | 2022
GMP | THETFORD | Battery < 20 KW | Other | 10 | Active | 4493800% |  | 2023
GMP | THETFORD | Battery < 20 KW | Other | 20 | Active | 4348600% |  | 2019
GMP | THETFORD | Battery < 20 KW | Other | 20 | Active | 4351000% |  | 2019
GMP | Thetford | Battery < 20 KW | Other | 10 | Active | 4364100% |  | 2019
GMP | Thetford | Battery < 20 KW | Other | 10 | Active | 4329900% |  | 2018
GMP | Thetford | Battery < 20 KW | Other | 10 | Active | 4401400% |  | 2020
GMP | Thetford | Battery < 20 KW | Other | 10 | Active | 4441300% |  | 2021
GMP | Thetford | Battery < 20 KW | Other | 20 | Active | 4323800% |  | 2018
GMP | TINMOUTH | Battery < 20 KW | Other | 5 | Active | 4307500% |  | 2017
GMP | TINMOUTH | Battery < 20 KW | Other | 5 | Active | 4321100% |  | 2018
GMP | TINMOUTH | Battery < 20 KW | Other | 5 | Active | 4325500% |  | 2018
GMP | TINMOUTH | Battery < 20 KW | Other | 5 | Active | 4336100% |  | 2018
GMP | TINMOUTH | Battery < 20 KW | Other | 5 | Active | 4409200% |  | 2020
GMP | TINMOUTH | Battery < 20 KW | Other | 10 | Active | 4330700% |  | 2018
GMP | TINMOUTH | Battery < 20 KW | Other | 10 | Active | 4368500% |  | 2019
GMP | TINMOUTH | Battery < 20 KW | Other | 10 | Active | 4398600% |  | 2020
GMP | TINMOUTH | Battery < 20 KW | Other | 10 | Active | 4476100% |  | 2022
GMP | Townshend | Battery < 20 KW | Other | 10 | Active | 4428800% |  | 2021
GMP | TOWNSHEND | Battery < 20 KW | Other | 4.5 | Active | 4437900% |  | 2021
GMP | TOWNSHEND | Battery < 20 KW | Other | 5 | Active | 4343900% |  | 2018
GMP | TOWNSHEND | Battery < 20 KW | Other | 5 | Active | 4356700% |  | 2019
GMP | TOWNSHEND | Battery < 20 KW | Other | 10 | Active | 4314600% |  | 2018
GMP | TOWNSHEND | Battery < 20 KW | Other | 10 | Active | 4343800% |  | 2018
GMP | TOWNSHEND | Battery < 20 KW | Other | 10 | Active | 4354600% |  | 2019
GMP | TOWNSHEND | Battery < 20 KW | Other | 10 | Active | 4355800% |  | 2019
GMP | TOWNSHEND | Battery < 20 KW | Other | 10 | Active | 4370000% |  | 2019
GMP | TOWNSHEND | Battery < 20 KW | Other | 10 | Active | 4411900% |  | 2020
GMP | TOWNSHEND | Battery < 20 KW | Other | 10 | Active | 4437100% |  | 2021
GMP | TOWNSHEND | Battery < 20 KW | Other | 10 | Active | 4440400% |  | 2021
GMP | TOWNSHEND | Battery < 20 KW | Other | 10 | Active | 4440500% |  | 2021
GMP | TOWNSHEND | Battery < 20 KW | Other | 10 | Active | 4441300% |  | 2021
GMP | TOWNSHEND | Battery < 20 KW | Other | 10 | Active | 4442900% |  | 2021
GMP | TOWNSHEND | Battery < 20 KW | Other | 10 | Active | 4485900% |  | 2022
GMP | TUNBRIDGE | Battery < 20 KW | Other | 10 | Active | 4340000% |  | 2018
GMP | TUNBRIDGE | Battery < 20 KW | Other | 10 | Active | 4377700% |  | 2019
GMP | TUNBRIDGE | Battery < 20 KW | Other | 10 | Active | 4403600% |  | 2020
GMP | Underhill | Battery < 20 KW | Other | 5 | Active | 4332000% |  | 2018
GMP | Underhill | Battery < 20 KW | Other | 10 | Active | 4371200% |  | 2019
GMP | UNDERHILL | Battery < 20 KW | Other | 5 | Active | 4310400% |  | 2018
GMP | UNDERHILL | Battery < 20 KW | Other | 5 | Active | 4328300% |  | 2018
GMP | UNDERHILL | Battery < 20 KW | Other | 5 | Active | 4350800% |  | 2019
GMP | UNDERHILL | Battery < 20 KW | Other | 6.5 | Active | 4403600% |  | 2020
GMP | UNDERHILL | Battery < 20 KW | Other | 9 | Active | 4445200% |  | 2021
GMP | UNDERHILL | Battery < 20 KW | Other | 9 | Active | 4448700% |  | 2021
GMP | UNDERHILL | Battery < 20 KW | Other | 10 | Active | 4318300% |  | 2018
GMP | UNDERHILL | Battery < 20 KW | Other | 10 | Active | 4347300% |  | 2019
GMP | UNDERHILL | Battery < 20 KW | Other | 10 | Active | 4365800% |  | 2019
GMP | UNDERHILL | Battery < 20 KW | Other | 10 | Active | 4370500% |  | 2019
GMP | UNDERHILL | Battery < 20 KW | Other | 10 | Active | 4381000% |  | 2019
GMP | UNDERHILL | Battery < 20 KW | Other | 10 | Active | 4388000% |  | 2020
GMP | UNDERHILL | Battery < 20 KW | Other | 10 | Active | 4391500% |  | 2020
GMP | UNDERHILL | Battery < 20 KW | Other | 10 | Active | 4416700% |  | 2020
GMP | UNDERHILL | Battery < 20 KW | Other | 10 | Active | 4417500% |  | 2020
GMP | UNDERHILL | Battery < 20 KW | Other | 10 | Active | 4428600% |  | 2021
GMP | UNDERHILL | Battery < 20 KW | Other | 10 | Active | 4429200% |  | 2021
GMP | UNDERHILL | Battery < 20 KW | Other | 10 | Active | 4434400% |  | 2021
GMP | UNDERHILL | Battery < 20 KW | Other | 10 | Active | 4435600% |  | 2021
GMP | VERGENNES | Battery < 20 KW | Other | 10 | Active | 4363000% |  | 2019
GMP | VERGENNES | Battery < 20 KW | Other | 10 | Active | 4406100% |  | 2020
GMP | VERNON | Battery < 20 KW | Other | 5 | Active | 4341000% |  | 2018
GMP | VERNON | Battery < 20 KW | Other | 5 | Active | 4355600% |  | 2019
GMP | VERNON | Battery < 20 KW | Other | 5 | Active | 4478200% |  | 2022
GMP | VERNON | Battery < 20 KW | Other | 5 | Active | 4478300% |  | 2022
GMP | VERNON | Battery < 20 KW | Other | 10 | Active | 4336800% |  | 2018
GMP | VERNON | Battery < 20 KW | Other | 10 | Active | 4347400% |  | 2019
GMP | VERNON | Battery < 20 KW | Other | 10 | Active | 4355200% |  | 2019
GMP | VERNON | Battery < 20 KW | Other | 10 | Active | 4356800% |  | 2019
GMP | VERNON | Battery < 20 KW | Other | 10 | Active | 4356900% |  | 2019
GMP | VERNON | Battery < 20 KW | Other | 10 | Active | 4420800% |  | 2021
GMP | VERSHIRE | Battery < 20 KW | Other | 10 | Active | 4344400% |  | 2018
GMP | VERSHIRE | Battery < 20 KW | Other | 10 | Active | 4433000% |  | 2021
GMP | Brookfield | Battery < 20 KW | Other | 5 | Active | 4321600% |  | 2018
GMP | Dover | Battery < 20 KW | Other | 5 | Active | 4313700% |  | 2018
GMP | Dover | Battery < 20 KW | Other | 5 | Active | 4314400% |  | 2018
GMP | Dover | Battery < 20 KW | Other | 10 | Active | 4313300% |  | 2018
GMP | Dover | Battery < 20 KW | Other | 10 | Active | 4338900% |  | 2018
GMP | Dover | Battery < 20 KW | Other | 10 | Active | 4344800% |  | 2018
GMP | Dover | Battery < 20 KW | Other | 10 | Active | 4345000% |  | 2018
GMP | Dover | Battery < 20 KW | Other | 10 | Active | 4356100% |  | 2019
GMP | Dover | Battery < 20 KW | Other | 10 | Active | 4372300% |  | 2019
GMP | Dover | Battery < 20 KW | Other | 10 | Active | 4409200% |  | 2020
GMP | Dover | Battery < 20 KW | Other | 10 | Active | 4479600% |  | 2022
GMP | Dummerston | Battery < 20 KW | Other | 5 | Active | 4331300% |  | 2018
GMP | Dummerston | Battery < 20 KW | Other | 5 | Active | 4354500% |  | 2019
GMP | Dummerston | Battery < 20 KW | Other | 5 | Active | 4358600% |  | 2019
GMP | Dummerston | Battery < 20 KW | Other | 5 | Active | 4374000% |  | 2019
GMP | Dummerston | Battery < 20 KW | Other | 6 | Active | 4469000% |  | 2022
GMP | Dummerston | Battery < 20 KW | Other | 10 | Active | 4350900% |  | 2019
GMP | Dummerston | Battery < 20 KW | Other | 10 | Active | 4353500% |  | 2019
GMP | Dummerston | Battery < 20 KW | Other | 10 | Active | 4354600% |  | 2019
GMP | Dummerston | Battery < 20 KW | Other | 10 | Active | 4434800% |  | 2021
GMP | Dummerston | Battery < 20 KW | Other | 10 | Active | 4464900% |  | 2022
GMP | Ferrisburgh | Battery < 20 KW | Other | 10 | Active | 4351800% |  | 2019
GMP | Newbury | Battery < 20 KW | Other | 10 | Active | 4332900% |  | 2018
GMP | Newbury | Battery < 20 KW | Other | 10 | Active | 4364800% |  | 2019
GMP | Newbury | Battery < 20 KW | Other | 10 | Active | 4366300% |  | 2019
GMP | Wardsboro | Battery < 20 KW | Other | 5 | Active | 4357900% |  | 2019
GMP | Wardsboro | Battery < 20 KW | Other | 5 | Active | 4358100% |  | 2019
GMP | Wardsboro | Battery < 20 KW | Other | 10 | Active | 4348200% |  | 2019
GMP | Wardsboro | Battery < 20 KW | Other | 10 | Active | 4352100% |  | 2019
GMP | Wardsboro | Battery < 20 KW | Other | 10 | Active | 4353100% |  | 2019
GMP | Wardsboro | Battery < 20 KW | Other | 10 | Active | 4365500% |  | 2019
GMP | Wardsboro | Battery < 20 KW | Other | 10 | Active | 4367200% |  | 2019
GMP | Wardsboro | Battery < 20 KW | Other | 10 | Active | 4413900% |  | 2020
GMP | Windsor | Battery < 20 KW | Other | 10 | Active | 4422500% |  | 2021
GMP | WAITSFIELD | Battery < 20 KW | Other | 4.5 | Active | 4494200% |  | 2023
GMP | WAITSFIELD | Battery < 20 KW | Other | 5 | Active | 4318200% |  | 2018
GMP | WAITSFIELD | Battery < 20 KW | Other | 5 | Active | 4325200% |  | 2018
GMP | WAITSFIELD | Battery < 20 KW | Other | 5 | Active | 4350100% |  | 2019
GMP | WAITSFIELD | Battery < 20 KW | Other | 5 | Active | 4378200% |  | 2019
GMP | WAITSFIELD | Battery < 20 KW | Other | 9 | Active | 4416500% |  | 2020
GMP | WAITSFIELD | Battery < 20 KW | Other | 10 | Active | 4306800% |  | 2017
GMP | WAITSFIELD | Battery < 20 KW | Other | 10 | Active | 4308900% |  | 2017
GMP | WAITSFIELD | Battery < 20 KW | Other | 10 | Active | 4313700% |  | 2018
GMP | WAITSFIELD | Battery < 20 KW | Other | 10 | Active | 4344000% |  | 2018
GMP | WAITSFIELD | Battery < 20 KW | Other | 10 | Active | 4345300% |  | 2018
GMP | WAITSFIELD | Battery < 20 KW | Other | 10 | Active | 4350200% |  | 2019
GMP | WAITSFIELD | Battery < 20 KW | Other | 10 | Active | 4354500% |  | 2019
GMP | WAITSFIELD | Battery < 20 KW | Other | 10 | Active | 4355300% |  | 2019
GMP | WAITSFIELD | Battery < 20 KW | Other | 10 | Active | 4362300% |  | 2019
GMP | WAITSFIELD | Battery < 20 KW | Other | 10 | Active | 4363600% |  | 2019
GMP | WAITSFIELD | Battery < 20 KW | Other | 10 | Active | 4366100% |  | 2019
GMP | WAITSFIELD | Battery < 20 KW | Other | 10 | Active | 4377500% |  | 2019
GMP | WAITSFIELD | Battery < 20 KW | Other | 10 | Active | 4389300% |  | 2020
GMP | WAITSFIELD | Battery < 20 KW | Other | 10 | Active | 4390600% |  | 2020
GMP | WAITSFIELD | Battery < 20 KW | Other | 10 | Active | 4403900% |  | 2020
GMP | WAITSFIELD | Battery < 20 KW | Other | 10 | Active | 4406800% |  | 2020
GMP | WAITSFIELD | Battery < 20 KW | Other | 10 | Active | 4408200% |  | 2020
GMP | WAITSFIELD | Battery < 20 KW | Other | 10 | Active | 4422300% |  | 2021
GMP | WAITSFIELD | Battery < 20 KW | Other | 10 | Active | 4427100% |  | 2021
GMP | WAITSFIELD | Battery < 20 KW | Other | 10 | Active | 4427200% |  | 2021
GMP | WAITSFIELD | Battery < 20 KW | Other | 10 | Active | 4431500% |  | 2021
GMP | WAITSFIELD | Battery < 20 KW | Other | 10 | Active | 4462000% |  | 2022
GMP | WAITSFIELD | Battery < 20 KW | Other | 10 | Active | 4470500% |  | 2022
GMP | WAITSFIELD | Battery < 20 KW | Other | 10 | Active | 4476800% |  | 2022
GMP | WAITSFIELD | Battery < 20 KW | Other | 10 | Active | 4482000% |  | 2022
GMP | WAITSFIELD | Battery < 20 KW | Other | 10 | Active | 4493100% |  | 2023
GMP | WAITSFIELD | Battery < 20 KW | Other | 10 | Active | 4493900% |  | 2023
GMP | WALLINGFORD | Battery < 20 KW | Other | 5 | Active | 4349700% |  | 2019
GMP | WALLINGFORD | Battery < 20 KW | Other | 5 | Active | 4476900% |  | 2022
GMP | WALLINGFORD | Battery < 20 KW | Other | 9 | Active | 4406900% |  | 2020
GMP | WALLINGFORD | Battery < 20 KW | Other | 10 | Active | 4304000% |  | 2017
GMP | WALLINGFORD | Battery < 20 KW | Other | 10 | Active | 4311200% |  | 2018
GMP | WALLINGFORD | Battery < 20 KW | Other | 10 | Active | 4352300% |  | 2019
GMP | WALLINGFORD | Battery < 20 KW | Other | 10 | Active | 4414800% |  | 2020
GMP | WALLINGFORD | Battery < 20 KW | Other | 10 | Active | 4436200% |  | 2021
GMP | WALLINGFORD | Battery < 20 KW | Other | 30 | Active | 4348600% |  | 2019
GMP | WALTHAM | Battery < 20 KW | Other | 5 | Active | 4303900% |  | 2017
GMP | WALTHAM | Battery < 20 KW | Other | 10 | Active | 4364000% |  | 2019
GMP | WALTHAM | Battery < 20 KW | Other | 10 | Active | 4391500% |  | 2020
GMP | WARDSBORO | Battery < 20 KW | Other | 5 | Active | 4358700% |  | 2019
GMP | WARDSBORO | Battery < 20 KW | Other | 10 | Active | 4348100% |  | 2019
GMP | WARDSBORO | Battery < 20 KW | Other | 10 | Active | 4406100% |  | 2020
GMP | WARDSBORO | Battery < 20 KW | Other | 10 | Active | 4462900% |  | 2022
GMP | WARREN | Battery < 20 KW | Other | 5 | Active | 4306900% |  | 2017
GMP | WARREN | Battery < 20 KW | Other | 5 | Active | 4315400% |  | 2018
GMP | WARREN | Battery < 20 KW | Other | 5 | Active | 4320100% |  | 2018
GMP | WARREN | Battery < 20 KW | Other | 5 | Active | 4322300% |  | 2018
GMP | WARREN | Battery < 20 KW | Other | 5 | Active | 4325600% |  | 2018
GMP | WARREN | Battery < 20 KW | Other | 5 | Active | 4330800% |  | 2018
GMP | WARREN | Battery < 20 KW | Other | 5 | Active | 4353200% |  | 2019
GMP | WARREN | Battery < 20 KW | Other | 5 | Active | 4353800% |  | 2019
GMP | WARREN | Battery < 20 KW | Other | 5 | Active | 4354500% |  | 2019
GMP | WARREN | Battery < 20 KW | Other | 5 | Active | 4355800% |  | 2019
GMP | WARREN | Battery < 20 KW | Other | 5 | Active | 4357000% |  | 2019
GMP | WARREN | Battery < 20 KW | Other | 5 | Active | 4358800% |  | 2019
GMP | WARREN | Battery < 20 KW | Other | 5 | Active | 4371300% |  | 2019
GMP | WARREN | Battery < 20 KW | Other | 7 | Active | 4400600% |  | 2020
GMP | WARREN | Battery < 20 KW | Other | 9 | Active | 4407700% |  | 2020
GMP | WARREN | Battery < 20 KW | Other | 9 | Active | 4417300% |  | 2020
GMP | WARREN | Battery < 20 KW | Other | 9 | Active | 4421800% |  | 2021
GMP | WARREN | Battery < 20 KW | Other | 9 | Active | 4450100% |  | 2021
GMP | WARREN | Battery < 20 KW | Other | 10 | Active | 4309500% |  | 2017
GMP | WARREN | Battery < 20 KW | Other | 10 | Active | 4319300% |  | 2018
GMP | WARREN | Battery < 20 KW | Other | 10 | Active | 4332700% |  | 2018
GMP | WARREN | Battery < 20 KW | Other | 10 | Active | 4334700% |  | 2018
GMP | WARREN | Battery < 20 KW | Other | 10 | Active | 4336800% |  | 2018
GMP | WARREN | Battery < 20 KW | Other | 10 | Active | 4338500% |  | 2018
GMP | WARREN | Battery < 20 KW | Other | 10 | Active | 4340400% |  | 2018
GMP | WARREN | Battery < 20 KW | Other | 10 | Active | 4349700% |  | 2019
GMP | WARREN | Battery < 20 KW | Other | 10 | Active | 4363700% |  | 2019
GMP | WARREN | Battery < 20 KW | Other | 10 | Active | 4376600% |  | 2019
GMP | WARREN | Battery < 20 KW | Other | 10 | Active | 4376900% |  | 2019
GMP | WARREN | Battery < 20 KW | Other | 10 | Active | 4386400% |  | 2020
GMP | WARREN | Battery < 20 KW | Other | 10 | Active | 4390300% |  | 2020
GMP | WARREN | Battery < 20 KW | Other | 10 | Active | 4401200% |  | 2020
GMP | WARREN | Battery < 20 KW | Other | 10 | Active | 4407400% |  | 2020
GMP | WARREN | Battery < 20 KW | Other | 10 | Active | 4410400% |  | 2020
GMP | WARREN | Battery < 20 KW | Other | 10 | Active | 4418100% |  | 2020
GMP | WARREN | Battery < 20 KW | Other | 10 | Active | 4433000% |  | 2021
GMP | WARREN | Battery < 20 KW | Other | 10 | Active | 4435800% |  | 2021
GMP | WARREN | Battery < 20 KW | Other | 10 | Active | 4436900% |  | 2021
GMP | WARREN | Battery < 20 KW | Other | 10 | Active | 4441800% |  | 2021
GMP | WARREN | Battery < 20 KW | Other | 10 | Active | 4445400% |  | 2021
GMP | WARREN | Battery < 20 KW | Other | 10 | Active | 4446200% |  | 2021
GMP | WARREN | Battery < 20 KW | Other | 10 | Active | 4455000% |  | 2021
GMP | WARREN | Battery < 20 KW | Other | 10 | Active | 4469700% |  | 2022
GMP | WARREN | Battery < 20 KW | Other | 10 | Active | 4471400% |  | 2022
GMP | WARREN | Battery < 20 KW | Other | 10 | Active | 4472500% |  | 2022
GMP | WARREN | Battery < 20 KW | Other | 10 | Active | 4490300% |  | 2022
GMP | WARREN | Battery < 20 KW | Other | 20 | Active | 4377400% |  | 2019
GMP | WARREN | Battery < 20 KW | Other | 20 | Active | 4437800% |  | 2021
GMP | WASHINGTON | Battery < 20 KW | Other | 5 | Active | 4352900% |  | 2019
GMP | WASHINGTON | Battery < 20 KW | Other | 10 | Active | 4326000% |  | 2018
GMP | WASHINGTON | Battery < 20 KW | Other | 10 | Active | 4469900% |  | 2022
GMP | WATERBURY | Battery < 20 KW | Other | 4.5 | Active | 4460300% |  | 2022
GMP | WATERBURY | Battery < 20 KW | Other | 5 | Active | 4322500% |  | 2018
GMP | WATERBURY | Battery < 20 KW | Other | 5 | Active | 4322900% |  | 2018
GMP | WATERBURY | Battery < 20 KW | Other | 5 | Active | 4325100% |  | 2018
GMP | WATERBURY | Battery < 20 KW | Other | 5 | Active | 4345500% |  | 2018
GMP | WATERBURY | Battery < 20 KW | Other | 5 | Active | 4351600% |  | 2019
GMP | WATERBURY | Battery < 20 KW | Other | 5 | Active | 4353100% |  | 2019
GMP | WATERBURY | Battery < 20 KW | Other | 5 | Active | 4354700% |  | 2019
GMP | WATERBURY | Battery < 20 KW | Other | 5 | Active | 4358100% |  | 2019
GMP | WATERBURY | Battery < 20 KW | Other | 10 | Active | 4306000% |  | 2017
GMP | WATERBURY | Battery < 20 KW | Other | 10 | Active | 4309000% |  | 2017
GMP | WATERBURY | Battery < 20 KW | Other | 10 | Active | 4315700% |  | 2018
GMP | WATERBURY | Battery < 20 KW | Other | 10 | Active | 4316900% |  | 2018
GMP | WATERBURY | Battery < 20 KW | Other | 10 | Active | 4320800% |  | 2018
GMP | WATERBURY | Battery < 20 KW | Other | 10 | Active | 4349500% |  | 2019
GMP | WATERBURY | Battery < 20 KW | Other | 10 | Active | 4349900% |  | 2019
GMP | WATERBURY | Battery < 20 KW | Other | 10 | Active | 4364100% |  | 2019
GMP | WATERBURY | Battery < 20 KW | Other | 10 | Active | 4380300% |  | 2019
GMP | WATERBURY | Battery < 20 KW | Other | 10 | Active | 4386100% |  | 2020
GMP | WATERBURY | Battery < 20 KW | Other | 10 | Active | 4403200% |  | 2020
GMP | WATERBURY | Battery < 20 KW | Other | 10 | Active | 4411000% |  | 2020
GMP | WATERBURY | Battery < 20 KW | Other | 10 | Active | 4417000% |  | 2020
GMP | WATERBURY | Battery < 20 KW | Other | 10 | Active | 4422900% |  | 2021
GMP | WATERBURY | Battery < 20 KW | Other | 10 | Active | 4429300% |  | 2021
GMP | WATERBURY | Battery < 20 KW | Other | 10 | Active | 4436800% |  | 2021
GMP | WATERBURY | Battery < 20 KW | Other | 10 | Active | 4441300% |  | 2021
GMP | WATERBURY | Battery < 20 KW | Other | 10 | Active | 4447300% |  | 2021
GMP | WATERBURY | Battery < 20 KW | Other | 10 | Active | 4460600% |  | 2022
GMP | WATERBURY | Battery < 20 KW | Other | 10 | Active | 4461700% |  | 2022
GMP | WATERBURY | Battery < 20 KW | Other | 10 | Active | 4481100% |  | 2022
GMP | WATERBURY | Battery < 20 KW | Other | 10 | Active | 4487500% |  | 2022
GMP | WATERBURY | Battery < 20 KW | Other | 5 | Active | 4350300% |  | 2019
GMP | WATERBURY | Battery < 20 KW | Other | 5 | Active | 4418300% |  | 2020
GMP | WATERBURY | Battery < 20 KW | Other | 10 | Active | 4386500% |  | 2020
GMP | Waterbury | Battery < 20 KW | Other | 9 | Active | 4460300% |  | 2022
GMP | Waterbury | Battery < 20 KW | Other | 10 | Active | 4458600% |  | 2022
GMP | Waterbury | Battery < 20 KW | Other | 5 | Active | 4308800% |  | 2017
GMP | Waterbury | Battery < 20 KW | Other | 5 | Active | 4311000% |  | 2018
GMP | Waterbury | Battery < 20 KW | Other | 5 | Active | 4354400% |  | 2019
GMP | Waterbury | Battery < 20 KW | Other | 10 | Active | 4243500% |  | 2016
GMP | Waterbury | Battery < 20 KW | Other | 10 | Active | 4320700% |  | 2018
GMP | Waterbury | Battery < 20 KW | Other | 10 | Active | 4361400% |  | 2019
GMP | Waterbury | Battery < 20 KW | Other | 10 | Active | 4388800% |  | 2020
GMP | Waterbury | Battery < 20 KW | Other | 10 | Active | 4406000% |  | 2020
GMP | Waterbury | Battery < 20 KW | Other | 10 | Active | 4421200% |  | 2021
GMP | Waterbury | Battery < 20 KW | Other | 10 | Active | 4430500% |  | 2021
GMP | WATERFORD | Battery < 20 KW | Other | 5 | Active | 4401300% |  | 2020
GMP | WATERFORD | Battery < 20 KW | Other | 5 | Active | 4401400% |  | 2020
GMP | WATERFORD | Battery < 20 KW | Other | 10 | Active | 4349700% |  | 2019
GMP | WATERFORD | Battery < 20 KW | Other | 10 | Active | 4373500% |  | 2019
GMP | WATERFORD | Battery < 20 KW | Other | 5 | Active | 4470100% |  | 2022
GMP | WATERFORD | Battery < 20 KW | Other | 10 | Active | 4431200% |  | 2021
GMP | WEATHERSFIELD | Battery < 20 KW | Other | 5 | Active | 4322400% |  | 2018
GMP | WEATHERSFIELD | Battery < 20 KW | Other | 5 | Active | 4353800% |  | 2019
GMP | WEATHERSFIELD | Battery < 20 KW | Other | 5 | Active | 4355300% |  | 2019
GMP | WEATHERSFIELD | Battery < 20 KW | Other | 6.7 | Active | 4484500% |  | 2022
GMP | WEATHERSFIELD | Battery < 20 KW | Other | 9 | Active | 4477000% |  | 2022
GMP | WEATHERSFIELD | Battery < 20 KW | Other | 10 | Active | 4321300% |  | 2018
GMP | WEATHERSFIELD | Battery < 20 KW | Other | 10 | Active | 4323700% |  | 2018
GMP | WEATHERSFIELD | Battery < 20 KW | Other | 10 | Active | 4334800% |  | 2018
GMP | WEATHERSFIELD | Battery < 20 KW | Other | 10 | Active | 4337100% |  | 2018
GMP | WEATHERSFIELD | Battery < 20 KW | Other | 10 | Active | 4341900% |  | 2018
GMP | WEATHERSFIELD | Battery < 20 KW | Other | 10 | Active | 4362200% |  | 2019
GMP | WEATHERSFIELD | Battery < 20 KW | Other | 10 | Active | 4363300% |  | 2019
GMP | WEATHERSFIELD | Battery < 20 KW | Other | 10 | Active | 4385400% |  | 2020
GMP | WEATHERSFIELD | Battery < 20 KW | Other | 10 | Active | 4421700% |  | 2021
GMP | WEATHERSFIELD | Battery < 20 KW | Other | 10 | Active | 4433400% |  | 2021
GMP | WEATHERSFIELD | Battery < 20 KW | Other | 10 | Active | 4440400% |  | 2021
GMP | WEATHERSFIELD | Battery < 20 KW | Other | 10 | Active | 4472600% |  | 2022
GMP | WEATHERSFIELD | Battery < 20 KW | Other | 10 | Active | 4481600% |  | 2022
GMP | WEATHERSFIELD | Battery < 20 KW | Other | 10 | Active | 4485800% |  | 2022
GMP | Barre Town | Battery < 20 KW | Other | 10 | Active | 4348900% |  | 2019
GMP | WELLS | Battery < 20 KW | Other | 5 | Active | 4349700% |  | 2019
GMP | WELLS | Battery < 20 KW | Other | 10 | Active | 4350200% |  | 2019
GMP | WELLS | Battery < 20 KW | Other | 10 | Active | 4376700% |  | 2019
GMP | Arlington | Battery < 20 KW | Other | 5 | Active | 4352800% |  | 2019
GMP | Arlington | Battery < 20 KW | Other | 10 | Active | 4347500% |  | 2019
GMP | Arlington | Battery < 20 KW | Other | 10 | Active | 4376000% |  | 2019
GMP | WEST FAIRLEE | Battery < 20 KW | Other | 5 | Active | 4351500% |  | 2019
GMP | WEST FAIRLEE | Battery < 20 KW | Other | 5 | Active | 4355800% |  | 2019
GMP | WEST FAIRLEE | Battery < 20 KW | Other | 9 | Active | 4456400% |  | 2022
GMP | WEST FAIRLEE | Battery < 20 KW | Other | 10 | Active | 4306100% |  | 2017
GMP | WEST FAIRLEE | Battery < 20 KW | Other | 10 | Active | 4337100% |  | 2018
GMP | WEST FAIRLEE | Battery < 20 KW | Other | 10 | Active | 4344100% |  | 2018
GMP | WEST FAIRLEE | Battery < 20 KW | Other | 10 | Active | 4345300% |  | 2018
GMP | WEST FAIRLEE | Battery < 20 KW | Other | 10 | Active | 4347400% |  | 2019
GMP | WEST FAIRLEE | Battery < 20 KW | Other | 10 | Active | 4350000% |  | 2019
GMP | WEST FAIRLEE | Battery < 20 KW | Other | 10 | Active | 4372700% |  | 2019
GMP | WEST FAIRLEE | Battery < 20 KW | Other | 10 | Active | 4404600% |  | 2020
GMP | WEST FAIRLEE | Battery < 20 KW | Other | 10 | Active | 4486300% |  | 2022
GMP | West Fairlee | Battery < 20 KW | Other | 5 | Active | 4352500% |  | 2019
GMP | West Fairlee | Battery < 20 KW | Other | 10 | Active | 4363000% |  | 2019
GMP | Hartford | Battery < 20 KW | Other | 5 | Active | 4350200% |  | 2019
GMP | Hartford | Battery < 20 KW | Other | 5 | Active | 4351600% |  | 2019
GMP | Hartford | Battery < 20 KW | Other | 9 | Active | 4451200% |  | 2021
GMP | Hartford | Battery < 20 KW | Other | 9 | Active | 4486900% |  | 2022
GMP | Hartford | Battery < 20 KW | Other | 10 | Active | 4339800% |  | 2018
GMP | Hartford | Battery < 20 KW | Other | 10 | Active | 4346900% |  | 2019
GMP | Hartford | Battery < 20 KW | Other | 10 | Active | 4362300% |  | 2019
GMP | WEST HAVEN | Battery < 20 KW | Other | 10 | Active | 4340300% |  | 2018
GMP | Pawlet | Battery < 20 KW | Other | 5 | Active | 4341100% |  | 2018
GMP | Pawlet | Battery < 20 KW | Other | 5 | Active | 4481300% |  | 2022
GMP | Pawlet | Battery < 20 KW | Other | 10 | Active | 4404000% |  | 2020
GMP | Rupert | Battery < 20 KW | Other | 10 | Active | 4345200% |  | 2018
GMP | WEST RUTLAND | Battery < 20 KW | Other | 5 | Active | 4335700% |  | 2018
GMP | Townshend | Battery < 20 KW | Other | 10 | Active | 4357400% |  | 2019
GMP | Townshend | Battery < 20 KW | Other | 10 | Active | 4367700% |  | 2019
GMP | WEST WINDSOR | Battery < 20 KW | Other | 5 | Active | 4326900% |  | 2018
GMP | WEST WINDSOR | Battery < 20 KW | Other | 5 | Active | 4332900% |  | 2018
GMP | WEST WINDSOR | Battery < 20 KW | Other | 5 | Active | 4335000% |  | 2018
GMP | WEST WINDSOR | Battery < 20 KW | Other | 5 | Active | 4356300% |  | 2019
GMP | WEST WINDSOR | Battery < 20 KW | Other | 10 | Active | 4347600% |  | 2019
GMP | WEST WINDSOR | Battery < 20 KW | Other | 10 | Active | 4353200% |  | 2019
GMP | WEST WINDSOR | Battery < 20 KW | Other | 10 | Active | 4366200% |  | 2019
GMP | WEST WINDSOR | Battery < 20 KW | Other | 10 | Active | 4386600% |  | 2020
GMP | WEST WINDSOR | Battery < 20 KW | Other | 10 | Active | 4405500% |  | 2020
GMP | WEST WINDSOR | Battery < 20 KW | Other | 10 | Active | 4409500% |  | 2020
GMP | WEST WINDSOR | Battery < 20 KW | Other | 10 | Active | 4411800% |  | 2020
GMP | WEST WINDSOR | Battery < 20 KW | Other | 10 | Active | 4414600% |  | 2020
GMP | WEST WINDSOR | Battery < 20 KW | Other | 10 | Active | 4443100% |  | 2021
GMP | WEST WINDSOR | Battery < 20 KW | Other | 10 | Active | 4462300% |  | 2022
GMP | WEST WINDSOR | Battery < 20 KW | Other | 10 | Active | 4472700% |  | 2022
GMP | Westford | Battery < 20 KW | Other | 10 | Active | 4475600% |  | 2022
GMP | WESTFORD | Battery < 20 KW | Other | 5 | Active | 4317300% |  | 2018
GMP | WESTFORD | Battery < 20 KW | Other | 9 | Active | 4420900% |  | 2021
GMP | WESTFORD | Battery < 20 KW | Other | 10 | Active | 4329200% |  | 2018
GMP | WESTFORD | Battery < 20 KW | Other | 10 | Active | 4423000% |  | 2021
GMP | WESTMINSTER | Battery < 20 KW | Other | 1 | Active | 4422800% |  | 2021
GMP | WESTMINSTER | Battery < 20 KW | Other | 5 | Active | 4302000% |  | 2017
GMP | WESTMINSTER | Battery < 20 KW | Other | 5 | Active | 4313200% |  | 2018
GMP | WESTMINSTER | Battery < 20 KW | Other | 5 | Active | 4324300% |  | 2018
GMP | WESTMINSTER | Battery < 20 KW | Other | 5 | Active | 4334200% |  | 2018
GMP | WESTMINSTER | Battery < 20 KW | Other | 5 | Active | 4345400% |  | 2018
GMP | WESTMINSTER | Battery < 20 KW | Other | 5 | Active | 4354600% |  | 2019
GMP | WESTMINSTER | Battery < 20 KW | Other | 5 | Active | 4357400% |  | 2019
GMP | WESTMINSTER | Battery < 20 KW | Other | 5 | Active | 4377500% |  | 2019
GMP | WESTMINSTER | Battery < 20 KW | Other | 5 | Active | 4378100% |  | 2019
GMP | WESTMINSTER | Battery < 20 KW | Other | 9 | Active | 4465000% |  | 2022
GMP | WESTMINSTER | Battery < 20 KW | Other | 9 | Active | 4495600% |  | 2023
GMP | WESTMINSTER | Battery < 20 KW | Other | 10 | Active | 4319500% |  | 2018
GMP | WESTMINSTER | Battery < 20 KW | Other | 10 | Active | 4320100% |  | 2018
GMP | WESTMINSTER | Battery < 20 KW | Other | 10 | Active | 4329100% |  | 2018
GMP | WESTMINSTER | Battery < 20 KW | Other | 10 | Active | 4335700% |  | 2018
GMP | WESTMINSTER | Battery < 20 KW | Other | 10 | Active | 4339900% |  | 2018
GMP | WESTMINSTER | Battery < 20 KW | Other | 10 | Active | 4342400% |  | 2018
GMP | WESTMINSTER | Battery < 20 KW | Other | 10 | Active | 4343200% |  | 2018
GMP | WESTMINSTER | Battery < 20 KW | Other | 10 | Active | 4343300% |  | 2018
GMP | WESTMINSTER | Battery < 20 KW | Other | 10 | Active | 4349600% |  | 2019
GMP | WESTMINSTER | Battery < 20 KW | Other | 10 | Active | 4353700% |  | 2019
GMP | WESTMINSTER | Battery < 20 KW | Other | 10 | Active | 4356000% |  | 2019
GMP | WESTMINSTER | Battery < 20 KW | Other | 10 | Active | 4356500% |  | 2019
GMP | WESTMINSTER | Battery < 20 KW | Other | 10 | Active | 4357200% |  | 2019
GMP | WESTMINSTER | Battery < 20 KW | Other | 10 | Active | 4359000% |  | 2019
GMP | WESTMINSTER | Battery < 20 KW | Other | 10 | Active | 4360600% |  | 2019
GMP | WESTMINSTER | Battery < 20 KW | Other | 10 | Active | 4361300% |  | 2019
GMP | WESTMINSTER | Battery < 20 KW | Other | 10 | Active | 4361400% |  | 2019
GMP | WESTMINSTER | Battery < 20 KW | Other | 10 | Active | 4364800% |  | 2019
GMP | WESTMINSTER | Battery < 20 KW | Other | 10 | Active | 4366200% |  | 2019
GMP | WESTMINSTER | Battery < 20 KW | Other | 10 | Active | 4371700% |  | 2019
GMP | WESTMINSTER | Battery < 20 KW | Other | 10 | Active | 4373300% |  | 2019
GMP | WESTMINSTER | Battery < 20 KW | Other | 10 | Active | 4391300% |  | 2020
GMP | WESTMINSTER | Battery < 20 KW | Other | 10 | Active | 4398300% |  | 2020
GMP | WESTMINSTER | Battery < 20 KW | Other | 10 | Active | 4405600% |  | 2020
GMP | WESTMINSTER | Battery < 20 KW | Other | 10 | Active | 4416600% |  | 2020
GMP | WESTMINSTER | Battery < 20 KW | Other | 10 | Active | 4440000% |  | 2021
GMP | WESTMINSTER | Battery < 20 KW | Other | 10 | Active | 4450900% |  | 2021
GMP | WESTMINSTER | Battery < 20 KW | Other | 10 | Active | 4455000% |  | 2021
GMP | WESTMINSTER | Battery < 20 KW | Other | 10 | Active | 4458100% |  | 2022
GMP | WESTMINSTER | Battery < 20 KW | Other | 10 | Active | 4458800% |  | 2022
GMP | WESTMINSTER | Battery < 20 KW | Other | 10 | Active | 4459400% |  | 2022
GMP | WESTMINSTER | Battery < 20 KW | Other | 10 | Active | 4460200% |  | 2022
GMP | WESTMINSTER | Battery < 20 KW | Other | 10 | Active | 4460800% |  | 2022
GMP | WESTMINSTER | Battery < 20 KW | Other | 10 | Active | 4486400% |  | 2022
GMP | WESTMINSTER | Battery < 20 KW | Other | 10 | Active | 4477700% |  | 2022
GMP | Westminster | Battery < 20 KW | Other | 10 | Active | 4356300% |  | 2019
GMP | Westminster | Battery < 20 KW | Other | 10 | Active | 4340300% |  | 2018
GMP | Weston | Battery < 20 KW | Other | 10 | Active | 4400800% |  | 2020
GMP | WESTON | Battery < 20 KW | Other | 4 | Active | 4488200% |  | 2022
GMP | WESTON | Battery < 20 KW | Other | 4 | Active | 4490500% |  | 2022
GMP | WESTON | Battery < 20 KW | Other | 5 | Active | 4307000% |  | 2017
GMP | WESTON | Battery < 20 KW | Other | 5 | Active | 4327300% |  | 2018
GMP | WESTON | Battery < 20 KW | Other | 5 | Active | 4358700% |  | 2019
GMP | WESTON | Battery < 20 KW | Other | 6 | Active | 4446900% |  | 2021
GMP | WESTON | Battery < 20 KW | Other | 10 | Active | 4315200% |  | 2018
GMP | WESTON | Battery < 20 KW | Other | 10 | Active | 4320300% |  | 2018
GMP | WESTON | Battery < 20 KW | Other | 10 | Active | 4359500% |  | 2019
GMP | WESTON | Battery < 20 KW | Other | 10 | Active | 4391000% |  | 2020
GMP | WESTON | Battery < 20 KW | Other | 10 | Active | 4413700% |  | 2020
GMP | WESTON | Battery < 20 KW | Other | 10 | Active | 4420100% |  | 2021
GMP | WESTON | Battery < 20 KW | Other | 10 | Active | 4427100% |  | 2021
GMP | WESTON | Battery < 20 KW | Other | 10 | Active | 4436300% |  | 2021
GMP | WESTON | Battery < 20 KW | Other | 10 | Active | 4491100% |  | 2022
GMP | WEYBRIDGE | Battery < 20 KW | Other | 9 | Active | 4428800% |  | 2021
GMP | WEYBRIDGE | Battery < 20 KW | Other | 9 | Active | 4461500% |  | 2022
GMP | WEYBRIDGE | Battery < 20 KW | Other | 10 | Active | 4366200% |  | 2019
GMP | WEYBRIDGE | Battery < 20 KW | Other | 10 | Active | 4381200% |  | 2019
GMP | WEYBRIDGE | Battery < 20 KW | Other | 10 | Active | 4385300% |  | 2020
GMP | WEYBRIDGE | Battery < 20 KW | Other | 10 | Active | 4412600% |  | 2020
GMP | WEYBRIDGE | Battery < 20 KW | Other | 10 | Active | 4415300% |  | 2020
GMP | WEYBRIDGE | Battery < 20 KW | Other | 10 | Active | 4418300% |  | 2020
GMP | WEYBRIDGE | Battery < 20 KW | Other | 10 | Active | 4422100% |  | 2021
GMP | WEYBRIDGE | Battery < 20 KW | Other | 10 | Active | 4438600% |  | 2021
GMP | WEYBRIDGE | Battery < 20 KW | Other | 10 | Active | 4466400% |  | 2022
GMP | WEYBRIDGE | Battery < 20 KW | Other | 10 | Active | 4481300% |  | 2022
GMP | Hartford | Battery < 20 KW | Other | 5 | Active | 4332900% |  | 2018
GMP | Hartford | Battery < 20 KW | Other | 5 | Active | 4340000% |  | 2018
GMP | Hartford | Battery < 20 KW | Other | 5 | Active | 4353600% |  | 2019
GMP | Hartford | Battery < 20 KW | Other | 9 | Active | 4406900% |  | 2020
GMP | Hartford | Battery < 20 KW | Other | 10 | Active | 4344100% |  | 2018
GMP | Hartford | Battery < 20 KW | Other | 10 | Active | 4369000% |  | 2019
GMP | Hartford | Battery < 20 KW | Other | 10 | Active | 4379600% |  | 2019
GMP | Hartford | Battery < 20 KW | Other | 10 | Active | 4437600% |  | 2021
GMP | Hartford | Battery < 20 KW | Other | 10 | Active | 4448700% |  | 2021
GMP | Hartford | Battery < 20 KW | Other | 10 | Active | 4462900% |  | 2022
GMP | Hartford | Battery < 20 KW | Other | 6.7 | Active | 4492300% |  | 2022
GMP | Hartford | Battery < 20 KW | Other | 10 | Active | 4308000% |  | 2017
GMP | Whitingham | Battery < 20 KW | Other | 10 | Active | 4361400% |  | 2019
GMP | Whitingham | Battery < 20 KW | Other | 10 | Active | 4371100% |  | 2019
GMP | WHITINGHAM | Battery < 20 KW | Other | 5 | Active | 4306000% |  | 2017
GMP | WHITINGHAM | Battery < 20 KW | Other | 5 | Active | 4369300% |  | 2019
GMP | WHITINGHAM | Battery < 20 KW | Other | 10 | Active | 4467700% |  | 2022
GMP | Hartford | Battery < 20 KW | Other | 5 | Active | 4458500% |  | 2022
GMP | Hartford | Battery < 20 KW | Other | 10 | Active | 4318000% |  | 2018
GMP | Hartford | Battery < 20 KW | Other | 10 | Active | 4365800% |  | 2019
GMP | Hartford | Battery < 20 KW | Other | 10 | Active | 4368500% |  | 2019
GMP | Hartford | Battery < 20 KW | Other | 5 | Active | 4356300% |  | 2019
GMP | Hartford | Battery < 20 KW | Other | 5 | Active | 4477400% |  | 2022
GMP | Hartford | Battery < 20 KW | Other | 10 | Active | 4362700% |  | 2019
GMP | Hartford | Battery < 20 KW | Other | 10 | Active | 4413300% |  | 2020
GMP | Hartford | Battery < 20 KW | Other | 10 | Active | 4448800% |  | 2021
GMP | WILLIAMSTOWN | Battery < 20 KW | Other | 10 | Active | 4331900% |  | 2018
GMP | Newfane | Battery < 20 KW | Other | 10 | Active | 4315300% |  | 2018
GMP | Newfane | Battery < 20 KW | Other | 10 | Active | 4357000% |  | 2019
GMP | Newfane | Battery < 20 KW | Other | 10 | Active | 4366100% |  | 2019
GMP | Newfane | Battery < 20 KW | Other | 10 | Active | 4366800% |  | 2019
GMP | Newfane | Battery < 20 KW | Other | 10 | Active | 4366900% |  | 2019
GMP | WILLISTON | Battery < 20 KW | Other | 3 | Active | 4415800% |  | 2020
GMP | WILLISTON | Battery < 20 KW | Other | 4.5 | Active | 4420900% |  | 2021
GMP | WILLISTON | Battery < 20 KW | Other | 5 | Active | 4320200% |  | 2018
GMP | WILLISTON | Battery < 20 KW | Other | 5 | Active | 4323800% |  | 2018
GMP | WILLISTON | Battery < 20 KW | Other | 5 | Active | 4332900% |  | 2018
GMP | WILLISTON | Battery < 20 KW | Other | 5 | Active | 4356000% |  | 2019
GMP | WILLISTON | Battery < 20 KW | Other | 5 | Active | 4357800% |  | 2019
GMP | WILLISTON | Battery < 20 KW | Other | 9 | Active | 4422900% |  | 2021
GMP | WILLISTON | Battery < 20 KW | Other | 10 | Active | 4316900% |  | 2018
GMP | WILLISTON | Battery < 20 KW | Other | 10 | Active | 4334700% |  | 2018
GMP | WILLISTON | Battery < 20 KW | Other | 10 | Active | 4335400% |  | 2018
GMP | WILLISTON | Battery < 20 KW | Other | 10 | Active | 4340000% |  | 2018
GMP | WILLISTON | Battery < 20 KW | Other | 10 | Active | 4349500% |  | 2019
GMP | WILLISTON | Battery < 20 KW | Other | 10 | Active | 4362700% |  | 2019
GMP | WILLISTON | Battery < 20 KW | Other | 10 | Active | 4364200% |  | 2019
GMP | WILLISTON | Battery < 20 KW | Other | 10 | Active | 4384500% |  | 2020
GMP | WILLISTON | Battery < 20 KW | Other | 10 | Active | 4385900% |  | 2020
GMP | WILLISTON | Battery < 20 KW | Other | 10 | Active | 4430600% |  | 2021
GMP | WILLISTON | Battery < 20 KW | Other | 10 | Active | 4432100% |  | 2021
GMP | WILLISTON | Battery < 20 KW | Other | 10 | Active | 4434100% |  | 2021
GMP | WILLISTON | Battery < 20 KW | Other | 10 | Active | 4442500% |  | 2021
GMP | WILLISTON | Battery < 20 KW | Other | 10 | Active | 4442700% |  | 2021
GMP | WILMINGTON | Battery < 20 KW | Other | 5 | Active | 4314700% |  | 2018
GMP | WILMINGTON | Battery < 20 KW | Other | 5 | Active | 4316000% |  | 2018
GMP | WILMINGTON | Battery < 20 KW | Other | 5 | Active | 4316900% |  | 2018
GMP | WILMINGTON | Battery < 20 KW | Other | 5 | Active | 4332800% |  | 2018
GMP | WILMINGTON | Battery < 20 KW | Other | 5 | Active | 4336200% |  | 2018
GMP | WILMINGTON | Battery < 20 KW | Other | 5 | Active | 4353000% |  | 2019
GMP | WILMINGTON | Battery < 20 KW | Other | 5 | Active | 4353200% |  | 2019
GMP | WILMINGTON | Battery < 20 KW | Other | 5 | Active | 4353800% |  | 2019
GMP | WILMINGTON | Battery < 20 KW | Other | 5 | Active | 4355000% |  | 2019
GMP | WILMINGTON | Battery < 20 KW | Other | 5 | Active | 4357800% |  | 2019
GMP | WILMINGTON | Battery < 20 KW | Other | 5 | Active | 4414600% |  | 2020
GMP | WILMINGTON | Battery < 20 KW | Other | 10 | Active | 4315800% |  | 2018
GMP | WILMINGTON | Battery < 20 KW | Other | 10 | Active | 4325600% |  | 2018
GMP | WILMINGTON | Battery < 20 KW | Other | 10 | Active | 4326200% |  | 2018
GMP | WILMINGTON | Battery < 20 KW | Other | 10 | Active | 4338900% |  | 2018
GMP | WILMINGTON | Battery < 20 KW | Other | 10 | Active | 4357900% |  | 2019
GMP | WILMINGTON | Battery < 20 KW | Other | 10 | Active | 4360700% |  | 2019
GMP | WILMINGTON | Battery < 20 KW | Other | 10 | Active | 4364000% |  | 2019
GMP | WILMINGTON | Battery < 20 KW | Other | 10 | Active | 4364200% |  | 2019
GMP | WILMINGTON | Battery < 20 KW | Other | 10 | Active | 4365400% |  | 2019
GMP | WILMINGTON | Battery < 20 KW | Other | 10 | Active | 4368800% |  | 2019
GMP | WILMINGTON | Battery < 20 KW | Other | 10 | Active | 4406200% |  | 2020
GMP | WILMINGTON | Battery < 20 KW | Other | 10 | Active | 4427800% |  | 2021
GMP | WILMINGTON | Battery < 20 KW | Other | 10 | Active | 4430200% |  | 2021
GMP | WINDHAM | Battery < 20 KW | Other | 5 | Active | 4348900% |  | 2019
GMP | WINDHAM | Battery < 20 KW | Other | 5 | Active | 4378300% |  | 2019
GMP | WINDHAM | Battery < 20 KW | Other | 10 | Active | 4355100% |  | 2019
GMP | WINDHAM | Battery < 20 KW | Other | 15 | Active | 4329200% |  | 2018
GMP | WINDSOR | Battery < 20 KW | Other | 5 | Active | 4318600% |  | 2018
GMP | WINDSOR | Battery < 20 KW | Other | 5 | Active | 4325100% |  | 2018
GMP | WINDSOR | Battery < 20 KW | Other | 5 | Active | 4332000% |  | 2018
GMP | WINDSOR | Battery < 20 KW | Other | 5 | Active | 4352300% |  | 2019
GMP | WINDSOR | Battery < 20 KW | Other | 5 | Active | 4357200% |  | 2019
GMP | WINDSOR | Battery < 20 KW | Other | 6 | Active | 4465000% |  | 2022
GMP | WINDSOR | Battery < 20 KW | Other | 10 | Active | 4325500% |  | 2018
GMP | WINDSOR | Battery < 20 KW | Other | 10 | Active | 4336400% |  | 2018
GMP | WINDSOR | Battery < 20 KW | Other | 10 | Active | 4349500% |  | 2019
GMP | WINDSOR | Battery < 20 KW | Other | 10 | Active | 4355100% |  | 2019
GMP | WINDSOR | Battery < 20 KW | Other | 10 | Active | 4360500% |  | 2019
GMP | WINDSOR | Battery < 20 KW | Other | 10 | Active | 4415200% |  | 2020
GMP | WINDSOR | Battery < 20 KW | Other | 10 | Active | 4430000% |  | 2021
GMP | WINDSOR | Battery < 20 KW | Other | 10 | Active | 4470700% |  | 2022
GMP | WINHALL | Battery < 20 KW | Other | 5 | Active | 4336500% |  | 2018
GMP | WINHALL | Battery < 20 KW | Other | 5 | Active | 4353300% |  | 2019
GMP | WINHALL | Battery < 20 KW | Other | 5 | Active | 4368700% |  | 2019
GMP | WINHALL | Battery < 20 KW | Other | 5 | Active | 4379000% |  | 2019
GMP | WINHALL | Battery < 20 KW | Other | 10 | Active | 4314000% |  | 2018
GMP | WINHALL | Battery < 20 KW | Other | 10 | Active | 4322200% |  | 2018
GMP | WINHALL | Battery < 20 KW | Other | 10 | Active | 4322400% |  | 2018
GMP | WINHALL | Battery < 20 KW | Other | 10 | Active | 4338200% |  | 2018
GMP | WINHALL | Battery < 20 KW | Other | 10 | Active | 4345000% |  | 2018
GMP | WINHALL | Battery < 20 KW | Other | 10 | Active | 4348900% |  | 2019
GMP | WINHALL | Battery < 20 KW | Other | 10 | Active | 4352300% |  | 2019
GMP | WINHALL | Battery < 20 KW | Other | 10 | Active | 4354200% |  | 2019
GMP | WINOOSKI | Battery < 20 KW | Other | 5 | Active | 4327300% |  | 2018
GMP | WINOOSKI | Battery < 20 KW | Other | 10 | Active | 4385300% |  | 2020
GMP | WOODFORD | Battery < 20 KW | Other | 5 | Active | 4360400% |  | 2019
GMP | WOODFORD | Battery < 20 KW | Other | 10 | Active | 4344100% |  | 2018
GMP | WOODFORD | Battery < 20 KW | Other | 10 | Active | 4383700% |  | 2020
GMP | WOODFORD | Battery < 20 KW | Other | 10 | Active | 4426000% |  | 2021
GMP | WOODSTOCK | Battery < 20 KW | Other | 2 | Active | 4457300% |  | 2022
GMP | WOODSTOCK | Battery < 20 KW | Other | 4.5 | Active | 4449600% |  | 2021
GMP | WOODSTOCK | Battery < 20 KW | Other | 5 | Active | 4306100% |  | 2017
GMP | WOODSTOCK | Battery < 20 KW | Other | 5 | Active | 4311500% |  | 2018
GMP | WOODSTOCK | Battery < 20 KW | Other | 5 | Active | 4313000% |  | 2018
GMP | WOODSTOCK | Battery < 20 KW | Other | 5 | Active | 4317200% |  | 2018
GMP | WOODSTOCK | Battery < 20 KW | Other | 5 | Active | 4323800% |  | 2018
GMP | WOODSTOCK | Battery < 20 KW | Other | 5 | Active | 4327200% |  | 2018
GMP | WOODSTOCK | Battery < 20 KW | Other | 5 | Active | 4330000% |  | 2018
GMP | WOODSTOCK | Battery < 20 KW | Other | 5 | Active | 4330800% |  | 2018
GMP | WOODSTOCK | Battery < 20 KW | Other | 5 | Active | 4331400% |  | 2018
GMP | WOODSTOCK | Battery < 20 KW | Other | 5 | Active | 4333400% |  | 2018
GMP | WOODSTOCK | Battery < 20 KW | Other | 5 | Active | 4337100% |  | 2018
GMP | WOODSTOCK | Battery < 20 KW | Other | 5 | Active | 4337800% |  | 2018
GMP | WOODSTOCK | Battery < 20 KW | Other | 5 | Active | 4340600% |  | 2018
GMP | WOODSTOCK | Battery < 20 KW | Other | 5 | Active | 4352500% |  | 2019
GMP | WOODSTOCK | Battery < 20 KW | Other | 5 | Active | 4353500% |  | 2019
GMP | WOODSTOCK | Battery < 20 KW | Other | 5 | Active | 4354000% |  | 2019
GMP | WOODSTOCK | Battery < 20 KW | Other | 6.7 | Active | 4484400% |  | 2022
GMP | WOODSTOCK | Battery < 20 KW | Other | 10 | Active | 4318800% |  | 2018
GMP | WOODSTOCK | Battery < 20 KW | Other | 10 | Active | 4325900% |  | 2018
GMP | WOODSTOCK | Battery < 20 KW | Other | 10 | Active | 4336200% |  | 2018
GMP | WOODSTOCK | Battery < 20 KW | Other | 10 | Active | 4339100% |  | 2018
GMP | WOODSTOCK | Battery < 20 KW | Other | 10 | Active | 4341600% |  | 2018
GMP | WOODSTOCK | Battery < 20 KW | Other | 10 | Active | 4341900% |  | 2018
GMP | WOODSTOCK | Battery < 20 KW | Other | 10 | Active | 4345400% |  | 2018
GMP | WOODSTOCK | Battery < 20 KW | Other | 10 | Active | 4348600% |  | 2019
GMP | WOODSTOCK | Battery < 20 KW | Other | 10 | Active | 4358000% |  | 2019
GMP | WOODSTOCK | Battery < 20 KW | Other | 10 | Active | 4361600% |  | 2019
GMP | WOODSTOCK | Battery < 20 KW | Other | 10 | Active | 4362600% |  | 2019
GMP | WOODSTOCK | Battery < 20 KW | Other | 10 | Active | 4363500% |  | 2019
GMP | WOODSTOCK | Battery < 20 KW | Other | 10 | Active | 4364400% |  | 2019
GMP | WOODSTOCK | Battery < 20 KW | Other | 10 | Active | 4365100% |  | 2019
GMP | WOODSTOCK | Battery < 20 KW | Other | 10 | Active | 4365500% |  | 2019
GMP | WOODSTOCK | Battery < 20 KW | Other | 10 | Active | 4365800% |  | 2019
GMP | WOODSTOCK | Battery < 20 KW | Other | 10 | Active | 4367700% |  | 2019
GMP | WOODSTOCK | Battery < 20 KW | Other | 10 | Active | 4367900% |  | 2019
GMP | WOODSTOCK | Battery < 20 KW | Other | 10 | Active | 4370300% |  | 2019
GMP | WOODSTOCK | Battery < 20 KW | Other | 10 | Active | 4388100% |  | 2020
GMP | WOODSTOCK | Battery < 20 KW | Other | 10 | Active | 4401800% |  | 2020
GMP | WOODSTOCK | Battery < 20 KW | Other | 10 | Active | 4404100% |  | 2020
GMP | WOODSTOCK | Battery < 20 KW | Other | 10 | Active | 4405300% |  | 2020
GMP | WOODSTOCK | Battery < 20 KW | Other | 10 | Active | 4405700% |  | 2020
GMP | WOODSTOCK | Battery < 20 KW | Other | 10 | Active | 4411700% |  | 2020
GMP | WOODSTOCK | Battery < 20 KW | Other | 10 | Active | 4412300% |  | 2020
GMP | WOODSTOCK | Battery < 20 KW | Other | 10 | Active | 4414700% |  | 2020
GMP | WOODSTOCK | Battery < 20 KW | Other | 10 | Active | 4423800% |  | 2021
GMP | WOODSTOCK | Battery < 20 KW | Other | 10 | Active | 4431400% |  | 2021
GMP | WOODSTOCK | Battery < 20 KW | Other | 10 | Active | 4431600% |  | 2021
GMP | WOODSTOCK | Battery < 20 KW | Other | 10 | Active | 4432900% |  | 2021
GMP | WOODSTOCK | Battery < 20 KW | Other | 10 | Active | 4436500% |  | 2021
GMP | WOODSTOCK | Battery < 20 KW | Other | 10 | Active | 4439600% |  | 2021
GMP | WOODSTOCK | Battery < 20 KW | Other | 10 | Active | 4442100% |  | 2021
GMP | WOODSTOCK | Battery < 20 KW | Other | 10 | Active | 4462000% |  | 2022
GMP | WOODSTOCK | Battery < 20 KW | Other | 10 | Active | 4462900% |  | 2022
GMP | WOODSTOCK | Battery < 20 KW | Other | 10 | Active | 4464300% |  | 2022
GMP | WOODSTOCK | Battery < 20 KW | Other | 10 | Active | 4477100% |  | 2022
GMP | WOODSTOCK | Battery < 20 KW | Other | 10 | Active | 4490700% |  | 2022
GMP | WOODSTOCK | Battery < 20 KW | Other | 20 | Active | 4364200% |  | 2019
GMP | WOODSTOCK | Battery < 20 KW | Other | 20 | Active | 4367200% |  | 2019
GMP | WOODSTOCK | Battery < 20 KW | Other | 20 | Active | 4402900% |  | 2020
GMP | WORCESTER | Battery < 20 KW | Other | 10 | Active | 4345300% |  | 2018
GMP | WORCESTER | Battery < 20 KW | Other | 10 | Active | 4401800% |  | 2020
GMP | WORCESTER | Battery < 20 KW | Other | 10 | Active | 4438400% |  | 2021
GMP | Springfield | Solar | Standard Offer | 1000 | Active | 4200400% |  | 2014
GMP | Sudbury | Solar | Standard Offer | 2000 | Active | 4246800% |  | 2016
GMP | Bridport | Solar | Standard Offer | 2000 | Active | 4218700% |  | 2015
GMP | Middlebury | Solar | Standard Offer | 2000 | Active | 4220600% |  | 2015
GMP | Hartland | Hydro | Standard Offer | 138 | Active | 4091700% |  | 2012
GMP | South Burlington | Solar | Standard Offer | 2200 | Active | 4069700% |  | 2011
GMP | Pittsford | Solar | Standard Offer | 2184 | Active | 4295100% |  | 2017
GMP | Pownal | Solar | Standard Offer | 2200 | Active | 4272000% |  | 2016
GMP | East Montpelier | Solar | Standard Offer | 47.2 | Active | 4093300% |  | 2012
GMP | Bennington | Solar | Standard Offer | 2200 | Active | 4373400% |  | 2019
GMP | St. Johnsbury | Solar | Standard Offer | 2200 | Active | 4445900% |  | 2021
GMP | Hartford | Solar | Standard Offer | 2200 | Active | 4120100% |  | 2012
GMP | Charlotte | Solar | Standard Offer | 2200 | Active | 4182200% |  | 2014
GMP | South Burlington | Solar | Standard Offer | 2200 | Active | 4186200% |  | 2014
GMP | New Haven | Solar | Standard Offer | 2200 | Active | 4152100% |  | 2013
GMP | Westminster | Bio | Standard Offer | 450 | Active | 4039100% |  | 2010
GMP | Shelburne | Solar | Standard Offer | 2200 | Active | 4168100% |  | 2014
GMP | Essex Junction | Solar | Standard Offer | 2200 | Active | 4194200% |  | 2014
GMP | Wallingford | Solar | Standard Offer | 2200 | Active | 4381100% |  | 2019
GMP | Addison | Wind | Standard Offer | 47.5 | Active | 4455300% |  | 2021
GMP | Castleton | Solar | Standard Offer | 2200 | Active | 4469900% |  | 2022
GMP | New Haven | Solar | Standard Offer | 2200 | Active | 4307700% |  | 2017
GMP | Hartford | Solar | Standard Offer | 30.1 | Active | 4052900% |  | 2010
GMP | Rutland Town | Solar | Standard Offer | 2192 | Active | 4443100% |  | 2021
GMP | Ferrisburgh | Solar | Standard Offer | 1047 | Active | 4115800% |  | 2012
GMP | Clarendon | Solar | Standard Offer | 2000 | Active | 4182100% |  | 2014
GMP | Brattleboro | Solar | Standard Offer | 2000 | Active | 4190400% |  | 2014
GMP | Springfield | Hydro | Standard Offer | 150 | Active | 4103000% |  | 2012
GMP | Swanton | Bio | Standard Offer | 225 | Active | 4161100% |  | 2013
GMP | Brattleboro | Bio | Standard Offer | 560 | Active | 4040900% |  | 2010
GMP | Addison | Bio | Standard Offer | 450 | Active | 4049900% |  | 2010
GMP | Sheldon | Bio | Standard Offer | 161.5 | Active | 4085000% |  | 2011
GMP | Manchester | Solar | Standard Offer | 15.73 | Active | 4090600% |  | 2011
GMP | Bristol | Bio | Standard Offer | 450 | Active | 4115900% |  | 2012
GMP | Brattleboro | Bio | Standard Offer | 865 | Active | 4126400% |  | 2012
GMP | Sharon | Solar | Standard Offer | 2100 | Active | 4112200% |  | 2012
GMP | Pownal | Solar | Standard Offer | 2200 | Active | 4124400% |  | 2012
GMP | Jamaica | Hydro | Standard Offer | 2310 | Active | 4248800% |  | 2016
GMP | Jamaica | Hydro | Standard Offer | 1056 | Active | 4248600% |  | 2016
GMP | Randolph | Bio | Standard Offer | 375 | Active | 4171700% |  | 2014
GMP | St. Albans City | Solar | Standard Offer | 2000 | Active | 4158500% |  | 2013
GMP | Chester | Solar | Standard Offer | 2174 | Active | 4195700% |  | 2014
GMP | Rutland Town | Solar | Standard Offer | 800 | Active | 4201300% |  | 2015
GMP | Barnet | Hydro |  | 140400 | Active | 3737700%
GMP | Barnet | Hydro |  | 10560 | Active | 1132400%
BED | Burlington | Hydro |  | 7455 | Active | 1876-01-01
BED | Burlington | Biomass |  | 50000 | Active | 3080300%
WEC | Coventry | Biomass |  | 8000 | Active | 3853400%
GMP | Essex | Hydro |  | 8050 | Active | 621100%
GMP | Hartford | Hydro |  | 35600 | Active | 1892-01-01
VPPSA | Highgate | Hydro |  | 11510 | Active | 730600%
GMP | Lowell | Wind |  | 63000 | Active | 4116000%
BED | Milton | Wind |  | 10000 | Active | 4127400%
GMP | Milton | Hydro |  | 6350 | Active | 1753300%
GMP | Milton | Hydro |  | 7500 | Active | 1059400%
GMP | New Haven | Hydro |  | 5849 | Active | 475000%
GMP | Proctor | Hydro |  | 6900 | Active | 182800%
GMP | Rockingham | Hydro |  | 40800 | Active | 1570700%
GMP | Ryegate | Biomass |  | 20500 | Active | 3360400%
GMP | Ryegate | Hydro |  | 5000 | Active | 3086400%
GMP | Searsburg | Wind |  | 30000 | Active | 4309900%
GMP | Searsburg | Wind |  | 6000 | Active | 3561200%
WEC | Sheffield | Wind |  | 40000 | Active | 3718000%
GMP | Sheldon | Hydro |  | 26380 | Active | 292300%
GMP | Vernon | Hydro |  | 32400 | Active | 1643800%
GMP | Waterbury | Hydro |  | 7550 | Active | 3141300%
GMP | Waterbury | Hydro |  | 5520 | Active | 1936000%
GMP | Waterford | Hydro |  | 140400 | Active | 2045500%
GMP | Weybridge | Hydro |  | 5500 | Active | 401900%
VPPSA | Whitingham | Hydro |  | 33600 | Active | 840200%
GMP | Addison | Biomass | Standard Offer | 450 | Active | 4049900% |  | 2010
VPPSA | Bakersfield | Biomass | Standard Offer | 400 | Active | 3923400% |  | 2007
GMP | Brattleboro | Biomass | Other | 400 | Active | 4118600% |  | 2012
GMP | Brattleboro | Biomass | Standard Offer | 560 | Active | 4040900% |  | 2010
GMP | Brattleboro | Biomass | Other | 65 | Active | 4152100% |  | 2013
GMP | Brattleboro | Biomass | Standard Offer | 865 | Active | 4126400% |  | 2012
GMP | Bristol | Biomass | Standard Offer | 450 | Active | 4115900% |  | 2012
GMP | Dummerston | Biomass | Net-metering | 142 | Active | 4382200% |  | 2019
GMP | Essex Junction | Biomass | Net-metering | 150 | Active | 4192200% |  | 2014
VEC | Franklin | Biomass | speed | 189 | active | 4167100% |  | 2014
VPPSA | GREENSBORO | Biomass | Standard Offer | 150 | Active | 4110300% |  | 2012
VEC | Hyde Park | Biomass | Net-metering | 61.75 | Active | 4127500% | 4076000% | 2013
VEC | Newport City | Biomass | speed | 225 | active | 4036000% |  | 2010
GMP | Poultney | Biomass | Net-metering | 150 | Active | 3992300% |  | 2009
GMP | Randolph | Biomass | Net-metering | 19 | Active | 4000200% |  | 2009
GMP | Randolph | Biomass | Standard Offer | 375 | Active | 4171700% |  | 2014
VEC | Richford | Biomass | speed | 600 | active | 4036000% |  | 2010
GMP | Sheldon | Biomass | Standard Offer | 161.5 | Active | 4085000% |  | 2011
GMP | South Burlington | Biomass | Net-metering | 330 | Active | 4117600% |  | 2012
GMP | Swanton | Biomass | Standard Offer | 225 | Active | 4161100% |  | 2013
GMP | Thetford | Biomass | Other | 68 | Active | 1826400% |  | 1950
VEC | Troy | Biomass | speed | 300 | active | 4039300% |  | 2010
GMP | Westminster | Biomass | Standard Offer | 450 | Active | 4039100% |  | 2010
GMP | Weybridge | Biomass | Net-metering | 155 | Active | 4129100% |  | 2013
GMP | Williston | Biomass | PPA | 90 | Active | 3652600% |  | 2000
Note on G178: Bill Powell: revised (12/31/2015) w/7.6 kw PV
Note on G179: Bill Powell: revised (12/31/2015) w/7.6 kw PV
Note on G189: Bill Powell: revised (10/19/2012) revised Jan 2018 to a group with 1413201 (barn)
Note on G234: Bill Powell: revised (10/8/2013)

## VT Generation Targets
LEAP Targets | In-state gen: 10% | In-state gen: 25% | In-state gen: 50%
Target Year: 2032 | 811164.9106 | 2027912.2764 | 4055824.5528
Target Year: 2040 | 1073186.0326 | 2682965.0815 | 5365930.163
Target Year: 2050 | 1194381.6464 | 2985954.116 | 5971908.232

## GMP (hidden)
|  | Totals: |  | 582.0738 | 1209.4097 | 3838.881 | 2629.8434 | 62.45%
Transformer | FEEDER_ID | Substation | RATING | DG_KW_FEEDER | DG_KW_TRANSFORMER | MAX_KVA_RATING | REMAINING_CAPACITY | REMAINING_CAPACITY_PERCENT | TOWNNAME | RPC | LONGNAME
Leicester_7000_6962.24 | LJ-G12 | Leicester | 3 | 2293.96 | 6962.24 | 7000 | 37.76 | 0.0053943 | BRIDPORT | AC | Addison County Regional Planning Commission
Hewitt Road_10500_11158.81 | HR-G37 | Hewitt Road | 3 | 3160.61 | 11158.81 | 10500 | -658.81 | -0.062744 | BRISTOL | AC | Addison County Regional Planning Commission
Hewitt Road_10500_11158.81 | HR-G38 | Hewitt Road | 3 | 7998.2 | 11158.81 | 10500 | -658.81 | -0.062744 | BRISTOL | AC | Addison County Regional Planning Commission
East Middlebury_14000_13024.93 | EM-G75 | East Middlebury | 3 | 11708.37 | 13024.93 | 14000 | 975.07 | 0.069648 | MIDDLEBURY | AC | Addison County Regional Planning Commission
Middlebury_10500_9092.22 | M-G23 | Middlebury | 2 | 7114.22 | 9092.22 | 10500 | 1407.78 | 0.13407 | MIDDLEBURY | AC | Addison County Regional Planning Commission
East Middlebury_14000_13024.93 | EM-G76 | East Middlebury | 3 | 1316.56 | 13024.93 | 14000 | 975.07 | 0.069648 | NEW HAVEN | AC | Addison County Regional Planning Commission
Middlebury_14000_5250.14 | M-G26 | Middlebury | 1 | 2351.99 | 5250.14 | 14000 | 8749.86 | 0.62499 | NEW HAVEN | AC | Addison County Regional Planning Commission
Middlebury_14000_5250.14 | M-G27 | Middlebury | 1 | 2898.15 | 5250.14 | 14000 | 8749.86 | 0.62499 | NEW HAVEN | AC | Addison County Regional Planning Commission
Weybridge Sub_14000_12586.61 | WY-G80 | Weybridge Sub | 2 | 4040.29 | 12586.61 | 14000 | 1413.39 | 0.10096 | NEW HAVEN | AC | Addison County Regional Planning Commission
Weybridge Sub_14000_12586.61 | WY-G81 | Weybridge Sub | 2 | 8546.32 | 12586.61 | 14000 | 1413.39 | 0.10096 | NEW HAVEN | AC | Addison County Regional Planning Commission
Carvers Falls Sub_1500_1647.64 | CF-G16 | Carvers Falls Sub | 3 | 1647.64 | 1647.64 | 1500 | -147.64 | -0.098427 | ORWELL | AC | Addison County Regional Planning Commission
Salisbury Sub_6250_5100.08 | SA-G23 | Salisbury Sub | 2 | 5100.08 | 5100.08 | 6250 | 1149.92 | 0.18399 | SALISBURY | AC | Addison County Regional Planning Commission
Silver Lake Sub_500_80.25 | SL-W1 | Silver Lake Sub | 4 | 80.25 | 80.25 | 500 | 419.75 | 0.8395 | SALISBURY | AC | Addison County Regional Planning Commission
Leicester_7000_6962.24 | LJ-G13 | Leicester | 3 | 4668.28 | 6962.24 | 7000 | 37.76 | 0.0053943 | SHOREHAM | AC | Addison County Regional Planning Commission
Vergennes 9 Sub_14000_16311.83 | 9G2 | Vergennes 9 Sub | 3 | 8100.78 | 16311.83 | 14000 | -2311.83 | -0.16513 | VERGENNES | AC | Addison County Regional Planning Commission
Vergennes 9 Sub_14000_16311.83 | 9G4 | Vergennes 9 Sub | 3 | 8061.05 | 16311.83 | 14000 | -2311.83 | -0.16513 | VERGENNES | AC | Addison County Regional Planning Commission
Vergennes 9 Sub_14000_16311.83 | 9G3 | Vergennes 9 Sub | 3 | 150 | 16311.83 | 14000 | -2311.83 | -0.16513 | VERGENNES | AC | Addison County Regional Planning Commission
Middlebury_10500_9092.22 | M-G24 | Middlebury | 4 | 1978 | 9092.22 | 10500 | 1407.78 | 0.13407 | WEYBRIDGE | AC | Addison County Regional Planning Commission
Arlington_3125_0 | AR-K23 | Arlington | 1 | 0 | 0 | 3125 | 3125 | 1 | ARLINGTON | BC | Bennington County Regional Commission
East Arlington_7000_1314.47 | EN-G24 | East Arlington | 1 | 0 | 1314.47 | 7000 | 5685.53 | 0.81222 | ARLINGTON | BC | Bennington County Regional Commission
South Shaftsbury_7000_4555.71 | SF-G20 | South Shaftsbury | 1 | 4555.71 | 4555.71 | 7000 | 2444.29 | 0.34918 | ARLINGTON | BC | Bennington County Regional Commission
Lyon Street_14000_1290.76 | LS-G61 | Lyon Street | 4 | 1275.76 | 1290.76 | 14000 | 12709.24 | 0.9078 | BENNINGTON | BC | Bennington County Regional Commission
Lyon Street_14000_1290.76 | LS-G62 | Lyon Street | 4 | 15 | 1290.76 | 14000 | 12709.24 | 0.9078 | BENNINGTON | BC | Bennington County Regional Commission
Mill Street_14000_4689.89 | MS-G51 | Mill Street | 1 | 311.1 | 4689.89 | 14000 | 9310.11 | 0.66501 | BENNINGTON | BC | Bennington County Regional Commission
North Bennington_14000_1523.23 | NB-G73 | North Bennington | 1 | 994.74 | 1523.23 | 14000 | 12476.77 | 0.8912 | BENNINGTON | BC | Bennington County Regional Commission
Pownal Center_7000_6307.47 | PN-G46 | Pownal Center | 3 | 419.29 | 6307.47 | 7000 | 692.53 | 0.098933 | BENNINGTON | BC | Bennington County Regional Commission
Silk Road_14000_7799.27 | SK-G59 | Silk Road | 4 | 6863.58 | 7799.27 | 14000 | 6200.73 | 0.44291 | BENNINGTON | BC | Bennington County Regional Commission
Silk Road_14000_7799.27 | SK-G60 | Silk Road | 4 | 935.69 | 7799.27 | 14000 | 6200.73 | 0.44291 | BENNINGTON | BC | Bennington County Regional Commission
South Bennington_7000_1034.82 | SN-G40 | South Bennington | 4 | 1034.82 | 1034.82 | 7000 | 5965.18 | 0.85217 | BENNINGTON | BC | Bennington County Regional Commission
Woodford Road_14000_4329.33 | WO-G91 | Woodford Road | 4 | 30.57 | 4329.33 | 14000 | 9670.67 | 0.69076 | BENNINGTON | BC | Bennington County Regional Commission
Woodford Road_14000_4329.33 | WO-G92 | Woodford Road | 1 | 4298.76 | 4329.33 | 14000 | 9670.67 | 0.69076 | BENNINGTON | BC | Bennington County Regional Commission
Dorset_5250_979.16 | DO-G22 | Dorset | 1 | 979.16 | 979.16 | 5250 | 4270.84 | 0.81349 | DORSET | BC | Bennington County Regional Commission
Manchester Distribution_10500_1721.06 | MC-G13 | Manchester Distribution | 1 | 1721.06 | 1721.06 | 10500 | 8778.94 | 0.83609 | DORSET | BC | Bennington County Regional Commission
Manchester Distribution_14000_2324.5 | MC-G14 | Manchester Distribution | 1 | 1685.44 | 2324.5 | 14000 | 11675.5 | 0.83396 | DORSET | BC | Bennington County Regional Commission
Wallingford_10500_4717.14 | WF-G23 | Wallingford | 1 | 4717.14 | 4717.14 | 10500 | 5782.86 | 0.55075 | DORSET | BC | Bennington County Regional Commission
Manchester Distribution_14000_2324.5 | MC-G12 | Manchester Distribution | 1 | 639.06 | 2324.5 | 14000 | 11675.5 | 0.83396 | MANCHESTER | BC | Bennington County Regional Commission
Pawlet_7000_7086.84 | PA-G20 | Pawlet | 3 | 5253.58 | 7086.84 | 7000 | -86.84 | -0.012406 | PAWLET | BC | Bennington County Regional Commission
Pawlet_7000_7086.84 | PA-G21 | Pawlet | 3 | 1833.26 | 7086.84 | 7000 | -86.84 | -0.012406 | PAWLET | BC | Bennington County Regional Commission
Bromley_14000_638.26 | BL-G25 | Bromley | 1 | 19.2 | 638.26 | 14000 | 13361.74 | 0.95441 | PERU | BC | Bennington County Regional Commission
Bromley_14000_638.26 | BL-G24 | Bromley | 1 | 619.06 | 638.26 | 14000 | 13361.74 | 0.95441 | PERU | BC | Bennington County Regional Commission
Londonderry_10500_3280.09 | LO-G27 | Londonderry | 1 | 2490.34 | 3280.09 | 10500 | 7219.91 | 0.68761 | PERU | BC | Bennington County Regional Commission
Rawsonville_7000_960.62 | RA-G23 | Rawsonville | 1 | 300.13 | 960.62 | 7000 | 6039.38 | 0.86277 | PERU | BC | Bennington County Regional Commission
Pownal Center_7000_6307.47 | PN-G45 | Pownal Center | 3 | 5888.18 | 6307.47 | 7000 | 692.53 | 0.098933 | POWNAL | BC | Bennington County Regional Commission
Harriman Station_41700_147.26 | HS-W66 | Harriman Station | 4 | 147.26 | 147.26 | 41700 | 41552.74 | 0.99647 | READSBORO | BC | Bennington County Regional Commission
Stamford_41700_313.37 | 72G1 | Stamford | 1 | 313.37 | 313.37 | 41700 | 41386.63 | 0.99249 | READSBORO | BC | Bennington County Regional Commission
East Arlington_7000_1314.47 | EN-G26 | East Arlington | 1 | 1314.47 | 1314.47 | 7000 | 5685.53 | 0.81222 | SANDGATE | BC | Bennington County Regional Commission
Sleepy Hollow 92 Sub_7000_0 | 92G1 | Sleepy Hollow 92 Sub | 1 | 0 | 0 | 7000 | 7000 | 1 | SEARSBURG | BC | Bennington County Regional Commission
Wilmington 56_14000_1323.63 | 56G2 | Wilmington 56 | 1 | 117.51 | 1323.63 | 14000 | 12676.37 | 0.90546 | SEARSBURG | BC | Bennington County Regional Commission
Mill Street_14000_4689.89 | MS-G50 | Mill Street | 1 | 4378.79 | 4689.89 | 14000 | 9310.11 | 0.66501 | SHAFTSBURY | BC | Bennington County Regional Commission
North Bennington_14000_1523.23 | NB-G72 | North Bennington | 1 | 528.49 | 1523.23 | 14000 | 12476.77 | 0.8912 | SHAFTSBURY | BC | Bennington County Regional Commission
Dover 90_22500_53.47 | 90G2 | Dover 90 | 1 | 53.47 | 53.47 | 22500 | 22446.53 | 0.99762 | STRATTON | BC | Bennington County Regional Commission
Stratton_28000_2468.87 | SO-G32 | Stratton | 4 | 9 | 2468.87 | 28000 | 25531.13 | 0.91183 | WINHALL | BC | Bennington County Regional Commission
Stratton_28000_2468.87 | SO-G34 | Stratton | 4 | 25.8 | 2468.87 | 28000 | 25531.13 | 0.91183 | WINHALL | BC | Bennington County Regional Commission
Stratton_28000_2468.87 | SO-G33 | Stratton | 1 | 2434.07 | 2468.87 | 28000 | 25531.13 | 0.91183 | WINHALL | BC | Bennington County Regional Commission
Stratton_28000_0 | SO-G35 | Stratton | 1 | 0 | 0 | 28000 | 28000 | 1 | WINHALL | BC | Bennington County Regional Commission
Bolton 41_10500_667.88 | 41G1 | Bolton 41 | 1 | 667.88 | 667.88 | 10500 | 9832.12 | 0.93639 | BOLTON | CC | Chittenden County Regional Planning Commission
Waterbury 60_28000_2185.16 | 60G1 | Waterbury 60 | 1 | 940.05 | 2185.16 | 28000 | 25814.84 | 0.92196 | BOLTON | CC | Chittenden County Regional Planning Commission
Queen City 32_20000_2219.54 | 32G7 | Queen City 32 | 1 | 1186.25 | 2219.54 | 20000 | 17780.46 | 0.88902 | BURLINGTON | CC | Chittenden County Regional Planning Commission
Charlotte_20000_942.05 | 28G1 | Charlotte | 1 | 942.05 | 942.05 | 20000 | 19057.95 | 0.9529 | CHARLOTTE | CC | Chittenden County Regional Planning Commission
Charlotte_20000_6714.71 | 28G2 | Charlotte | 1 | 6714.71 | 6714.71 | 20000 | 13285.29 | 0.66426 | CHARLOTTE | CC | Chittenden County Regional Planning Commission
North Ferrisburg_15000_10201.16 | 45G1 | North Ferrisburg | 4 | 10201.16 | 10201.16 | 15000 | 4798.84 | 0.31992 | CHARLOTTE | CC | Chittenden County Regional Planning Commission
Shelburne_20000_4783.44 | 53G1 | Shelburne | 1 | 4783.44 | 4783.44 | 20000 | 15216.56 | 0.76083 | CHARLOTTE | CC | Chittenden County Regional Planning Commission
Ethan Allen 36_28100_1735.14 | 36G1 | Ethan Allen 36 | 1 | 285.78 | 1735.14 | 28100 | 26364.86 | 0.93825 | COLCHESTER | CC | Chittenden County Regional Planning Commission
Ethan Allen 36_28100_1735.14 | 36Y5 | Ethan Allen 36 | 1 | 1260.35 | 1735.14 | 28100 | 26364.86 | 0.93825 | COLCHESTER | CC | Chittenden County Regional Planning Commission
Ethan Allen 36_28100_1735.14 | 36G2 | Ethan Allen 36 | 1 | 189.01 | 1735.14 | 28100 | 26364.86 | 0.93825 | COLCHESTER | CC | Chittenden County Regional Planning Commission
Gorge 16 Sub_14000_960.1 | 16G1 | Gorge 16 Sub | 1 | 960.1 | 960.1 | 14000 | 13039.9 | 0.93142 | COLCHESTER | CC | Chittenden County Regional Planning Commission
Gorge 16 Sub_14000_960.1 | 16G2 | Gorge 16 Sub | 1 | 0 | 960.1 | 14000 | 13039.9 | 0.93142 | COLCHESTER | CC | Chittenden County Regional Planning Commission
Iroquois 81_10500_854.58 | 81G1 | Iroquois 81 | 1 | 571.96 | 854.58 | 10500 | 9645.42 | 0.91861 | COLCHESTER | CC | Chittenden County Regional Planning Commission
Iroquois 81_10500_854.58 | 81G2 | Iroquois 81 | 1 | 282.62 | 854.58 | 10500 | 9645.42 | 0.91861 | COLCHESTER | CC | Chittenden County Regional Planning Commission
Malletts Bay 34_14000_2473.82 | 34G1 | Malletts Bay 34 | 1 | 1643.09 | 2473.82 | 14000 | 11526.18 | 0.8233 | COLCHESTER | CC | Chittenden County Regional Planning Commission
Malletts Bay 34_14000_2473.82 | 34G2 | Malletts Bay 34 | 1 | 830.73 | 2473.82 | 14000 | 11526.18 | 0.8233 | COLCHESTER | CC | Chittenden County Regional Planning Commission
Winooski_28100_1710.97 | 46Y1 | Winooski | 1 | 1710.97 | 1710.97 | 28100 | 26389.03 | 0.93911 | COLCHESTER | CC | Chittenden County Regional Planning Commission
Moretown 66_1500_628.13 | 66J1 | Moretown 66 | 4 | 628.13 | 628.13 | 1500 | 871.87 | 0.58125 | DUXBURY | CC | Chittenden County Regional Planning Commission
Waterbury 60_28000_2185.16 | 60G3 | Waterbury 60 | 1 | 326.46 | 2185.16 | 28000 | 25814.84 | 0.92196 | DUXBURY | CC | Chittenden County Regional Planning Commission
Waterbury 60_28000_2185.16 | 60G2 | Waterbury 60 | 1 | 918.65 | 2185.16 | 28000 | 25814.84 | 0.92196 | DUXBURY | CC | Chittenden County Regional Planning Commission
Essex 19 Sub_14000_8885.84 | 19G3 | Essex 19 Sub | 4 | 7823.84 | 8885.84 | 14000 | 5114.16 | 0.3653 | ESSEX | CC | Chittenden County Regional Planning Commission
Essex 19 Sub_14000_8885.84 | 19G4 | Essex 19 Sub | 1 | 1062 | 8885.84 | 14000 | 5114.16 | 0.3653 | ESSEX | CC | Chittenden County Regional Planning Commission
Essex 19 Sub_22400_5541.67 | 19G5 | Essex 19 Sub | 4 | 3200.9 | 5541.67 | 22400 | 16858.33 | 0.7526 | ESSEX | CC | Chittenden County Regional Planning Commission
Essex 19 Sub_22400_5541.67 | 19G7 | Essex 19 Sub | 1 | 2003.65 | 5541.67 | 22400 | 16858.33 | 0.7526 | ESSEX | CC | Chittenden County Regional Planning Commission
Essex 19 Sub_22400_5541.67 | 19G6 | Essex 19 Sub | 1 | 337.12 | 5541.67 | 22400 | 16858.33 | 0.7526 | ESSEX | CC | Chittenden County Regional Planning Commission
Sandhill Road 33_28400_10935.73 | 33Y4 | Sandhill Road 33 | 1 | 8462.52 | 10935.73 | 28400 | 17464.27 | 0.61494 | ESSEX | CC | Chittenden County Regional Planning Commission
Sandhill Road 33_28400_10935.73 | 33Y3 | Sandhill Road 33 | 1 | 882.19 | 10935.73 | 28400 | 17464.27 | 0.61494 | ESSEX | CC | Chittenden County Regional Planning Commission
Irasville 39_10500_2722.67 | 39G1 | Irasville 39 | 1 | 1388.35 | 2722.67 | 10500 | 7777.33 | 0.7407 | FAYSTON | CC | Chittenden County Regional Planning Commission
Irasville 39_10500_2722.67 | 39G3 | Irasville 39 | 1 | 725.95 | 2722.67 | 10500 | 7777.33 | 0.7407 | FAYSTON | CC | Chittenden County Regional Planning Commission
Irasville 39_10500_2722.67 | 39G2 | Irasville 39 | 1 | 608.37 | 2722.67 | 10500 | 7777.33 | 0.7407 | FAYSTON | CC | Chittenden County Regional Planning Commission
Madbush 38_22400_286.03 | 38G1 | Madbush 38 | 4 | 78.44 | 286.03 | 22400 | 22113.97 | 0.98723 | FAYSTON | CC | Chittenden County Regional Planning Commission
Charlotte_7500_362.35 | 28G2-VEC-LR | Charlotte | 1 | 362.35 | 362.35 | 7500 | 7137.65 | 0.95169 | HINESBURG | CC | Chittenden County Regional Planning Commission
Richmond 51_10500_3907.91 | 51G2 | Richmond 51 | 1 | 1729.73 | 3907.91 | 10500 | 6592.09 | 0.62782 | HUNTINGTON | CC | Chittenden County Regional Planning Commission
Richmond 51_10500_3907.91 | 51G1 | Richmond 51 | 1 | 2178.18 | 3907.91 | 10500 | 6592.09 | 0.62782 | JERICHO | CC | Chittenden County Regional Planning Commission
Sandhill Road 33_28400_10935.73 | 33G2 | Sandhill Road 33 | 1 | 1591.02 | 10935.73 | 28400 | 17464.27 | 0.61494 | JERICHO | CC | Chittenden County Regional Planning Commission
Underhill_5600_2034.33 | UH-G23 | Underhill | 1 | 2034.33 | 2034.33 | 5600 | 3565.67 | 0.63673 | JERICHO | CC | Chittenden County Regional Planning Commission
Georgia_14000_7612.53 | GI-G70 | Georgia | 1 | 5630.46 | 7612.53 | 14000 | 6387.47 | 0.45625 | MILTON | CC | Chittenden County Regional Planning Commission
Milton Sub_10500_2738.37 | MI-G36 | Milton Sub | 1 | 2103.25 | 2738.37 | 10500 | 7761.63 | 0.7392 | MILTON | CC | Chittenden County Regional Planning Commission
Milton Sub_10500_2738.37 | MI-G37 | Milton Sub | 1 | 635.12 | 2738.37 | 10500 | 7761.63 | 0.7392 | MILTON | CC | Chittenden County Regional Planning Commission
West Milton_10500_9853.28 | WM-G91 | West Milton | 3 | 8074.33 | 9853.28 | 10500 | 646.72 | 0.061592 | MILTON | CC | Chittenden County Regional Planning Commission
West Milton_10500_9853.28 | WM-G92 | West Milton | 3 | 1778.95 | 9853.28 | 10500 | 646.72 | 0.061592 | MILTON | CC | Chittenden County Regional Planning Commission
Dorset Street 78_22400_3019.62 | 78G2 | Dorset Street 78 | 1 | 1054.46 | 3019.62 | 22400 | 19380.38 | 0.8652 | SHELBURNE | CC | Chittenden County Regional Planning Commission
Shelburne_20000_752.56 | 53G2 | Shelburne | 1 | 752.56 | 752.56 | 20000 | 19247.44 | 0.96237 | SHELBURNE | CC | Chittenden County Regional Planning Commission
Shelburne_20000_1129.81 | 53G3 | Shelburne | 1 | 1129.81 | 1129.81 | 20000 | 18870.19 | 0.94351 | SHELBURNE | CC | Chittenden County Regional Planning Commission
Airport 79_1500_0 | 79G3 | Airport 79 | 1 | 0 | 0 | 1500 | 1500 | 1 | SOUTH BURLINGTON | CC | Chittenden County Regional Planning Commission
Digital 43_20000_13252.96 | 43G1 | Digital 43 | 1 | 4999 | 13252.96 | 20000 | 6747.04 | 0.33735 | SOUTH BURLINGTON | CC | Chittenden County Regional Planning Commission
Digital 43_20000_13252.96 | 43G4 | Digital 43 | 1 | 0 | 13252.96 | 20000 | 6747.04 | 0.33735 | SOUTH BURLINGTON | CC | Chittenden County Regional Planning Commission
Digital 43_20000_13252.96 | 43G3 | Digital 43 | 1 | 7399.21 | 13252.96 | 20000 | 6747.04 | 0.33735 | SOUTH BURLINGTON | CC | Chittenden County Regional Planning Commission
Digital 43_20000_13252.96 | 43G2 | Digital 43 | 1 | 854.75 | 13252.96 | 20000 | 6747.04 | 0.33735 | SOUTH BURLINGTON | CC | Chittenden County Regional Planning Commission
Dorset Street 78_22400_3019.62 | 78G3 | Dorset Street 78 | 1 | 198.21 | 3019.62 | 22400 | 19380.38 | 0.8652 | SOUTH BURLINGTON | CC | Chittenden County Regional Planning Commission
Dorset Street 78_22400_3019.62 | 78G1 | Dorset Street 78 | 1 | 1668.5 | 3019.62 | 22400 | 19380.38 | 0.8652 | SOUTH BURLINGTON | CC | Chittenden County Regional Planning Commission
Dorset Street 78_22400_3019.62 | 78G4 | Dorset Street 78 | 1 | 98.45 | 3019.62 | 22400 | 19380.38 | 0.8652 | SOUTH BURLINGTON | CC | Chittenden County Regional Planning Commission
Queen City 32_20000_2219.54 | 32G4 | Queen City 32 | 1 | 567.96 | 2219.54 | 20000 | 17780.46 | 0.88902 | SOUTH BURLINGTON | CC | Chittenden County Regional Planning Commission
Queen City 32_20000_2219.54 | 32Y6 | Queen City 32 | 1 | 300 | 2219.54 | 20000 | 17780.46 | 0.88902 | SOUTH BURLINGTON | CC | Chittenden County Regional Planning Commission
Queen City 32_20000_2219.54 | 32Y5 | Queen City 32 | 1 | 0 | 2219.54 | 20000 | 17780.46 | 0.88902 | SOUTH BURLINGTON | CC | Chittenden County Regional Planning Commission
Queen City 32_20000_2219.54 | 32G8 | Queen City 32 | 1 | 165.33 | 2219.54 | 20000 | 17780.46 | 0.88902 | SOUTH BURLINGTON | CC | Chittenden County Regional Planning Commission
Town Line 44_14000_1464.28 | 44G2 | Town Line 44 | 1 | 729.92 | 1464.28 | 14000 | 12535.72 | 0.89541 | SOUTH BURLINGTON | CC | Chittenden County Regional Planning Commission
Waterbury Center 47_14000_2656.2 | 47G2 | Waterbury Center 47 | 1 | 1642.53 | 2656.2 | 14000 | 11343.8 | 0.81027 | STOWE | CC | Chittenden County Regional Planning Commission
Waterbury Center 47_14000_2656.2 | 47G1 | Waterbury Center 47 | 1 | 1013.67 | 2656.2 | 14000 | 11343.8 | 0.81027 | WATERBURY | CC | Chittenden County Regional Planning Commission
Underhill_5600_1198.37 | UH-G21 | Underhill | 1 | 1198.37 | 1198.37 | 5600 | 4401.63 | 0.78601 | WESTFORD | CC | Chittenden County Regional Planning Commission
Tafts Corners 73 Sub_41700_959.95 | 73G1 | Tafts Corners 73 Sub | 1 | 959.95 | 959.95 | 41700 | 40740.05 | 0.97698 | WILLISTON | CC | Chittenden County Regional Planning Commission
Tafts Corners 73 Sub_41700_269.1 | 73G2 | Tafts Corners 73 Sub | 1 | 269.1 | 269.1 | 41700 | 41430.9 | 0.99355 | WILLISTON | CC | Chittenden County Regional Planning Commission
Tafts Corners 73 Sub_41700_607.42 | 73G5 | Tafts Corners 73 Sub | 1 | 607.42 | 607.42 | 41700 | 41092.58 | 0.98543 | WILLISTON | CC | Chittenden County Regional Planning Commission
Town Line 44_14000_1464.28 | 44G1 | Town Line 44 | 1 | 734.36 | 1464.28 | 14000 | 12535.72 | 0.89541 | WILLISTON | CC | Chittenden County Regional Planning Commission
Barre South End 37_10500_5569.08 | 37G1 | Barre South End 37 | 4 | 3070.56 | 5569.08 | 10500 | 4930.92 | 0.46961 | BARRE CITY | CV | Central Vermont Regional Planning Commission
Barre North End_28000_2243.48 | 63G1 | Barre North End | 4 | 199.26 | 2243.48 | 28000 | 25756.52 | 0.91988 | BARRE TOWN | CV | Central Vermont Regional Planning Commission
Barre South End 37_10500_5569.08 | 37G2 | Barre South End 37 | 1 | 2498.52 | 5569.08 | 10500 | 4930.92 | 0.46961 | BARRE TOWN | CV | Central Vermont Regional Planning Commission
Graniteville 35_10500_6039.88 | 35G1 | Graniteville 35 | 1 | 5974.56 | 6039.88 | 10500 | 4460.12 | 0.42477 | BARRE TOWN | CV | Central Vermont Regional Planning Commission
Graniteville 35_10500_6039.88 | 35G2 | Graniteville 35 | 1 | 65.32 | 6039.88 | 10500 | 4460.12 | 0.42477 | BARRE TOWN | CV | Central Vermont Regional Planning Commission
Websterville 61_10500_8271.3 | 61G1 | Websterville 61 | 1 | 27.5 | 8271.3 | 10500 | 2228.7 | 0.21226 | BARRE TOWN | CV | Central Vermont Regional Planning Commission
Websterville 61_10500_8271.3 | 61G3 | Websterville 61 | 1 | 1919.85 | 8271.3 | 10500 | 2228.7 | 0.21226 | BARRE TOWN | CV | Central Vermont Regional Planning Commission
Websterville 61_10500_8271.3 | 61G2 | Websterville 61 | 1 | 6323.95 | 8271.3 | 10500 | 2228.7 | 0.21226 | BARRE TOWN | CV | Central Vermont Regional Planning Commission
Barre North End_28000_2243.48 | 63G2 | Barre North End | 4 | 608.96 | 2243.48 | 28000 | 25756.52 | 0.91988 | BERLIN | CV | Central Vermont Regional Planning Commission
Berlin 40_10500_3648.27 | 40G5 | Berlin 40 | 4 | 2300 | 3648.27 | 10500 | 6851.73 | 0.65255 | BERLIN | CV | Central Vermont Regional Planning Commission
Berlin 40_10500_3648.27 | 40G7 | Berlin 40 | 4 | 939.07 | 3648.27 | 10500 | 6851.73 | 0.65255 | BERLIN | CV | Central Vermont Regional Planning Commission
Berlin 40_10500_3648.27 | 40G6 | Berlin 40 | 4 | 409.2 | 3648.27 | 10500 | 6851.73 | 0.65255 | BERLIN | CV | Central Vermont Regional Planning Commission
Riverton 62_1500_372.12 | 62J1 | Riverton 62 | 4 | 186.06 | 372.12 | 1500 | 1127.88 | 0.75192 | BERLIN | CV | Central Vermont Regional Planning Commission
Riverton 62_0_372.12 | 62J1 | Riverton 62 | 4 | 186.06 | 372.12 | 0 | 0 | 0 | BERLIN | CV | Central Vermont Regional Planning Commission
Chelsea_2500_913.4 | CS-G34 | Chelsea | 1 | 913.4 | 913.4 | 2500 | 1586.6 | 0.63464 | CHELSEA | CV | Central Vermont Regional Planning Commission
Barre North End_28000_2243.48 | 63G4 | Barre North End | 1 | 1435.26 | 2243.48 | 28000 | 25756.52 | 0.91988 | EAST MONTPELIER | CV | Central Vermont Regional Planning Commission
Montpelier 3_10500_1855.68 | 3G1 | Montpelier 3 | 1 | 506.13 | 1855.68 | 10500 | 8644.32 | 0.82327 | EAST MONTPELIER | CV | Central Vermont Regional Planning Commission
Montpelier 3_10500_1855.68 | 3G2 | Montpelier 3 | 4 | 1066.01 | 1855.68 | 10500 | 8644.32 | 0.82327 | EAST MONTPELIER | CV | Central Vermont Regional Planning Commission
Plainfield 48_5250_1791.55 | 48G1 | Plainfield 48 | 1 | 800.79 | 1791.55 | 5250 | 3458.45 | 0.65875 | EAST MONTPELIER | CV | Central Vermont Regional Planning Commission
Montpelier 3_10500_1855.68 | 3G3 | Montpelier 3 | 1 | 283.54 | 1855.68 | 10500 | 8644.32 | 0.82327 | MONTPELIER | CV | Central Vermont Regional Planning Commission
Mountain View 27_20000_6003.77 | 27G7 | Mountain View 27 | 1 | 2885.51 | 6003.77 | 20000 | 13996.23 | 0.69981 | MONTPELIER | CV | Central Vermont Regional Planning Commission
Barre South End 37_5250_267.84 | 37G3 | Barre South End 37 | 1 | 267.84 | 267.84 | 5250 | 4982.16 | 0.94898 | PLAINFIELD | CV | Central Vermont Regional Planning Commission
Ely_5250_4096.76 | EL-G40 | Ely | 1 | 2441.25 | 4096.76 | 5250 | 1153.24 | 0.21966 | VERSHIRE | CV | Central Vermont Regional Planning Commission
Madbush 38_22400_286.03 | 38G3 | Madbush 38 | 4 | 64.39 | 286.03 | 22400 | 22113.97 | 0.98723 | WARREN | CV | Central Vermont Regional Planning Commission
Madbush 38_22400_286.03 | 38G2 | Madbush 38 | 4 | 143.2 | 286.03 | 22400 | 22113.97 | 0.98723 | WARREN | CV | Central Vermont Regional Planning Commission
Plainfield 48_5250_1791.55 | 48G2 | Plainfield 48 | 4 | 990.76 | 1791.55 | 5250 | 3458.45 | 0.65875 | CALAIS | LC | Lamoille County Planning Commission
Middlesex 2 Plant_5250_86.84 | 2H2 | Middlesex 2 Plant | 4 | 86.84 | 86.84 | 5250 | 5163.16 | 0.98346 | MIDDLESEX | LC | Lamoille County Planning Commission
Mountain View 27_20000_6003.77 | 27G6 | Mountain View 27 | 1 | 1742.81 | 6003.77 | 20000 | 13996.23 | 0.69981 | MIDDLESEX | LC | Lamoille County Planning Commission
Mountain View 27_20000_6003.77 | 27G5 | Mountain View 27 | 4 | 1375.45 | 6003.77 | 20000 | 13996.23 | 0.69981 | WORCESTER | LC | Lamoille County Planning Commission
Chester_10500_5260.26 | CH-G10 | Chester | 1 | 1050.91 | 5260.26 | 10500 | 5239.74 | 0.49902 | ANDOVER | MA | Mount Ascutney Regional Commission
Cavendish Sub_2500_337.98 | CV-G65 | Cavendish Sub | 1 | 337.98 | 337.98 | 2500 | 2162.02 | 0.86481 | CAVENDISH | MA | Mount Ascutney Regional Commission
Chester_10500_5260.26 | CH-G11 | Chester | 1 | 4209.35 | 5260.26 | 10500 | 5239.74 | 0.49902 | GRAFTON | MA | Mount Ascutney Regional Commission
Westminster 74_14000_6156.56 | 74G1 | Westminster 74 | 1 | 1008.14 | 6156.56 | 14000 | 7843.44 | 0.56025 | GRAFTON | MA | Mount Ascutney Regional Commission
Londonderry_10500_3280.09 | LO-G26 | Londonderry | 1 | 789.75 | 3280.09 | 10500 | 7219.91 | 0.68761 | LONDONDERRY | MA | Mount Ascutney Regional Commission
Rawsonville_7000_960.62 | RA-G22 | Rawsonville | 1 | 660.49 | 960.62 | 7000 | 6039.38 | 0.86277 | LONDONDERRY | MA | Mount Ascutney Regional Commission
Smithville_14000_281.22 | SM-G62 | Smithville | 4 | 281.22 | 281.22 | 14000 | 13718.78 | 0.97991 | LUDLOW | MA | Mount Ascutney Regional Commission
Cavendish Sub_3500_86.71 | CV-G64 | Cavendish Sub | 1 | 86.71 | 86.71 | 3500 | 3413.29 | 0.97523 | PLYMOUTH | MA | Mount Ascutney Regional Commission
Mt. Holly_7000_1121.48 | MH-G13 | Mt. Holly | 4 | 1121.48 | 1121.48 | 7000 | 5878.52 | 0.83979 | PLYMOUTH | MA | Mount Ascutney Regional Commission
Brownsville_7200_2407.27 | BV-G44 | Brownsville | 1 | 1467.5 | 2407.27 | 7200 | 4792.73 | 0.66566 | READING | MA | Mount Ascutney Regional Commission
Bellows Falls 67_14000_1591 | 67G3 | Bellows Falls 67 | 4 | 1428.63 | 1591 | 14000 | 12409 | 0.88636 | SPRINGFIELD | MA | Mount Ascutney Regional Commission
North Springfield_14000_10171.68 | NS-G63 | North Springfield | 1 | 10171.68 | 10171.68 | 14000 | 3828.32 | 0.27345 | SPRINGFIELD | MA | Mount Ascutney Regional Commission
Riverside_14000_2918.19 | RI-G66 | Riverside | 4 | 1675.56 | 2918.19 | 14000 | 11081.81 | 0.79156 | SPRINGFIELD | MA | Mount Ascutney Regional Commission
Riverside_14000_2918.19 | RI-G68 | Riverside | 1 | 1242.63 | 2918.19 | 14000 | 11081.81 | 0.79156 | SPRINGFIELD | MA | Mount Ascutney Regional Commission
South Street_14000_3307.88 | SS-G36 | South Street | 4 | 1345 | 3307.88 | 14000 | 10692.12 | 0.76372 | SPRINGFIELD | MA | Mount Ascutney Regional Commission
South Street_14000_3307.88 | SS-G37 | South Street | 1 | 1962.88 | 3307.88 | 14000 | 10692.12 | 0.76372 | SPRINGFIELD | MA | Mount Ascutney Regional Commission
East Jamaica_7000_4739.59 | EJ-G7 | East Jamaica | 1 | 4739.59 | 4739.59 | 7000 | 2260.41 | 0.32292 | WINDHAM | MA | Mount Ascutney Regional Commission
Brownsville_7200_2407.27 | BV-G43 | Brownsville | 1 | 939.77 | 2407.27 | 7200 | 4792.73 | 0.66566 | WINDSOR | MA | Mount Ascutney Regional Commission
Windsor_14000_8762.37 | WI-G11 | Windsor | 1 | 3973.84 | 8762.37 | 14000 | 5237.63 | 0.37412 | WINDSOR | MA | Mount Ascutney Regional Commission
Barnet 14_7000_1168.49 | 14G1 | Barnet 14 | 1 | 487.99 | 1168.49 | 7000 | 5831.51 | 0.83307 | BARNET | NV | Northeastern Vermont Development Association
Barnet 14_7000_1168.49 | 14G2 | Barnet 14 | 1 | 680.5 | 1168.49 | 7000 | 5831.51 | 0.83307 | BARNET | NV | Northeastern Vermont Development Association
Gilman_2500_2767.41 | GM-G62 | Gilman | 3 | 2767.41 | 2767.41 | 2500 | -267.41 | -0.10696 | GRANBY | NV | Northeastern Vermont Development Association
Legare 83_4200_1824.39 | 83G1 | Legare 83 | 1 | 353.84 | 1824.39 | 4200 | 2375.61 | 0.56562 | GROTON | NV | Northeastern Vermont Development Association
Marshfield 6 Sub_5970_940.56 | 6Y2 | Marshfield 6 Sub | 1 | 940.56 | 940.56 | 5970 | 5029.44 | 0.84245 | MARSHFIELD | NV | Northeastern Vermont Development Association
Bradford Distribution_7000_2647.84 | BF-G62 | Bradford Distribution | 1 | 752.23 | 2647.84 | 7000 | 4352.16 | 0.62174 | NEWBURY | NV | Northeastern Vermont Development Association
Newbury_7000_213.47 | NW-G12 | Newbury | 1 | 213.47 | 213.47 | 7000 | 6786.53 | 0.9695 | NEWBURY | NV | Northeastern Vermont Development Association
East Ryegate 85_4200_621.56 | 85G2 | East Ryegate 85 | 1 | 621.56 | 621.56 | 4200 | 3578.44 | 0.85201 | RYEGATE | NV | Northeastern Vermont Development Association
Wells River_4200_2388.02 | WE-G13 | Wells River | 1 | 2388.02 | 2388.02 | 4200 | 1811.98 | 0.43142 | RYEGATE | NV | Northeastern Vermont Development Association
Barker Ave_10500_7611.67 | BA-G72 | Barker Ave | 1 | 1219.53 | 7611.67 | 10500 | 2888.33 | 0.27508 | ST. JOHNSBURY | NV | Northeastern Vermont Development Association
Bay Street_10500_10612.91 | BAY-G3 | Bay Street | 3 | 961.57 | 10612.91 | 10500 | -112.91 | -0.010753 | ST. JOHNSBURY | NV | Northeastern Vermont Development Association
Bay Street_10500_10612.91 | BAY-G6 | Bay Street | 3 | 40.8 | 10612.91 | 10500 | -112.91 | -0.010753 | ST. JOHNSBURY | NV | Northeastern Vermont Development Association
Bay Street_10500_10612.91 | BAY-G5 | Bay Street | 3 | 4429.64 | 10612.91 | 10500 | -112.91 | -0.010753 | ST. JOHNSBURY | NV | Northeastern Vermont Development Association
St. Johnsbury Center_14000_1700.1 | SJ-G63 | St. Johnsbury Center | 1 | 1058.1 | 1700.1 | 14000 | 12299.9 | 0.87856 | ST. JOHNSBURY | NV | Northeastern Vermont Development Association
St. Johnsbury Center_14000_1700.1 | SJ-G64 | St. Johnsbury Center | 1 | 642 | 1700.1 | 14000 | 12299.9 | 0.87856 | ST. JOHNSBURY | NV | Northeastern Vermont Development Association
Legare 83_4200_1824.39 | 83G2 | Legare 83 | 1 | 1470.55 | 1824.39 | 4200 | 2375.61 | 0.56562 | TOPSHAM | NV | Northeastern Vermont Development Association
Bay Street_10500_10612.91 | BAY-G4 | Bay Street | 3 | 5180.9 | 10612.91 | 10500 | -112.91 | -0.010753 | VICTORY | NV | Northeastern Vermont Development Association
Waterford 65_600_582.3 | 65J1 | Waterford 65 | 4 | 582.3 | 582.3 | 600 | 17.7 | 0.0295 | WATERFORD | NV | Northeastern Vermont Development Association
Barker Ave_10500_7611.67 | BA-G71 | Barker Ave | 1 | 6392.14 | 7611.67 | 10500 | 2888.33 | 0.27508 | WHEELOCK | NV | Northeastern Vermont Development Association
East St. Albans_14000_3960.51 | EA-G52 | East St. Albans | 1 | 3273.11 | 3960.51 | 14000 | 10039.49 | 0.71711 | FAIRFAX | NW | Northwest Regional Planning Commission
Fairfax Sub_5250_1863.9 | FA-G4 | Fairfax Sub | 1 | 819.4 | 1863.9 | 5250 | 3386.1 | 0.64497 | FAIRFAX | NW | Northwest Regional Planning Commission
Fairfax Sub_5250_1863.9 | FA-G6 | Fairfax Sub | 1 | 1044.5 | 1863.9 | 5250 | 3386.1 | 0.64497 | FAIRFAX | NW | Northwest Regional Planning Commission
Jeffersonville_4687_521.15 | JE-G57 | Jeffersonville | 4 | 521.15 | 521.15 | 4687 | 4165.85 | 0.88881 | FLETCHER | NW | Northwest Regional Planning Commission
Sheldon_10500_3687.82 | SD-G10 | Sheldon | 1 | 3687.82 | 3687.82 | 10500 | 6812.18 | 0.64878 | FLETCHER | NW | Northwest Regional Planning Commission
Georgia_14000_7612.53 | GI-G71 | Georgia | 1 | 1982.07 | 7612.53 | 14000 | 6387.47 | 0.45625 | GEORGIA | NW | Northwest Regional Planning Commission
Ben and Jerry's - Customer_14000_0 | BJ-1 | Ben and Jerry's - Customer | 1 | 0 | 0 | 14000 | 14000 | 1 | ST. ALBANS TOWN | NW | Northwest Regional Planning Commission
Ben and Jerry's - Customer_14000_0 | BJ01 | Ben and Jerry's - Customer | 1 | 0 | 0 | 14000 | 14000 | 1 | ST. ALBANS TOWN | NW | Northwest Regional Planning Commission
East St. Albans_14000_3960.51 | EA-G51 | East St. Albans | 1 | 687.4 | 3960.51 | 14000 | 10039.49 | 0.71711 | ST. ALBANS TOWN | NW | Northwest Regional Planning Commission
Nason Street_14000_7171.33 | NA-G26 | Nason Street | 1 | 6463.97 | 7171.33 | 14000 | 6828.67 | 0.48776 | ST. ALBANS TOWN | NW | Northwest Regional Planning Commission
Nason Street_14000_7171.33 | NA-G27 | Nason Street | 1 | 707.36 | 7171.33 | 14000 | 6828.67 | 0.48776 | ST. ALBANS TOWN | NW | Northwest Regional Planning Commission
North Elm Street_14000_8344.62 | NE-G17 | North Elm Street | 1 | 94.39 | 8344.62 | 14000 | 5655.38 | 0.40396 | ST. ALBANS TOWN | NW | Northwest Regional Planning Commission
North Elm Street_14000_8344.62 | NE-G16 | North Elm Street | 1 | 8250.23 | 8344.62 | 14000 | 5655.38 | 0.40396 | SWANTON | NW | Northwest Regional Planning Commission
Otter Valley_1150_297.96 | OV-G7 | Otter Valley | 1 | 297.96 | 297.96 | 1150 | 852.04 | 0.7409 | BRANDON | RR | Rutland Regional Planning Commission
Pittsford Village_14000_12909.04 | AP-G10 | Pittsford Village | 3 | 5762.6 | 12909.04 | 14000 | 1090.96 | 0.077926 | BRANDON | RR | Rutland Regional Planning Commission
West Rutland Distribution_4687_1461.01 | WR-G24 | West Rutland Distribution | 4 | 1461.01 | 1461.01 | 4687 | 3225.99 | 0.68828 | CASTLETON | RR | Rutland Regional Planning Commission
DANBY QUARRY_0_0 | DQ-1 | DANBY QUARRY | 3 | 0 | 0 | 0 | 0 | 0 | DANBY | RR | Rutland Regional Planning Commission
Fair Haven_6250_2307.86 | FH-J26 | Fair Haven | 4 | 1053.8 | 2307.86 | 6250 | 3942.14 | 0.63074 | FAIR HAVEN | RR | Rutland Regional Planning Commission
Fair Haven_6250_2307.86 | FH-J28 | Fair Haven | 4 | 1254.06 | 2307.86 | 6250 | 3942.14 | 0.63074 | FAIR HAVEN | RR | Rutland Regional Planning Commission
Hydeville_3750_3794.2 | HY-G24 | Hydeville | 4 | 3773.3 | 3794.2 | 3750 | -44.2 | -0.011787 | FAIR HAVEN | RR | Rutland Regional Planning Commission
Hydeville_3750_3794.2 | HY-J25 | Hydeville | 3 | 20.9 | 3794.2 | 3750 | -44.2 | -0.011787 | FAIR HAVEN | RR | Rutland Regional Planning Commission
Poultney Distribution_3125_3246.69 | PO-G27 | Poultney Distribution | 3 | 2103.88 | 3246.69 | 3125 | -121.69 | -0.038941 | FAIR HAVEN | RR | Rutland Regional Planning Commission
Walnut Street_4687_1365.68 | BR-G58 | Walnut Street | 1 | 1365.68 | 1365.68 | 4687 | 3321.32 | 0.70862 | LEICESTER | RR | Rutland Regional Planning Commission
North Rutland_14000_11208.09 | NR-G33 | North Rutland | 2 | 3860.64 | 11208.09 | 14000 | 2791.91 | 0.19942 | PITTSFORD | RR | Rutland Regional Planning Commission
Proctor Sub_7000_325.45 | PM-J14 | Proctor Sub | 4 | 102.08 | 325.45 | 7000 | 6674.55 | 0.95351 | PITTSFORD | RR | Rutland Regional Planning Commission
Castleton_5250_6977.39 | CA-G37 | Castleton | 3 | 6977.39 | 6977.39 | 5250 | -1727.39 | -0.32903 | POULTNEY | RR | Rutland Regional Planning Commission
Poultney Distribution_3125_631.23 | PO-J31 | Poultney Distribution | 4 | 631.23 | 631.23 | 3125 | 2493.77 | 0.79801 | POULTNEY | RR | Rutland Regional Planning Commission
Proctor Sub_7000_325.45 | PM-J15 | Proctor Sub | 4 | 223.37 | 325.45 | 7000 | 6674.55 | 0.95351 | PROCTOR | RR | Rutland Regional Planning Commission
East Rutland_14000_10251.7 | ER-G51 | East Rutland | 1 | 8203.59 | 10251.7 | 14000 | 3748.3 | 0.26774 | RUTLAND CITY | RR | Rutland Regional Planning Commission
East Rutland_14000_10251.7 | ER-G53 | East Rutland | 1 | 457.01 | 10251.7 | 14000 | 3748.3 | 0.26774 | RUTLAND CITY | RR | Rutland Regional Planning Commission
East Rutland_14000_10251.7 | ER-G52 | East Rutland | 1 | 1591.1 | 10251.7 | 14000 | 3748.3 | 0.26774 | RUTLAND CITY | RR | Rutland Regional Planning Commission
Lalor Ave_14000_807.52 | LA-G61 | Lalor Ave | 1 | 712.26 | 807.52 | 14000 | 13192.48 | 0.94232 | RUTLAND CITY | RR | Rutland Regional Planning Commission
Lalor Ave_14000_807.52 | LA-G62 | Lalor Ave | 1 | 95.26 | 807.52 | 14000 | 13192.48 | 0.94232 | RUTLAND CITY | RR | Rutland Regional Planning Commission
North Rutland_14000_11208.09 | NR-G34 | North Rutland | 2 | 7347.45 | 11208.09 | 14000 | 2791.91 | 0.19942 | RUTLAND CITY | RR | Rutland Regional Planning Commission
Rutland Gas Turbine Sub_7000_1536.84 | GT-G49 | Rutland Gas Turbine Sub | 1 | 1536.84 | 1536.84 | 7000 | 5463.16 | 0.78045 | RUTLAND CITY | RR | Rutland Regional Planning Commission
Rutland Gas Turbine Sub_7500_2944.58 | GT-G47 | Rutland Gas Turbine Sub | 1 | 2792.73 | 2944.58 | 7500 | 4555.42 | 0.60739 | RUTLAND CITY | RR | Rutland Regional Planning Commission
Rutland Gas Turbine Sub_7500_2944.58 | GT-G48 | Rutland Gas Turbine Sub | 1 | 151.85 | 2944.58 | 7500 | 4555.42 | 0.60739 | RUTLAND CITY | RR | Rutland Regional Planning Commission
South Rutland_14000_9836.41 | SR-G70 | South Rutland | 1 | 2054.92 | 9836.41 | 14000 | 4163.59 | 0.2974 | RUTLAND CITY | RR | Rutland Regional Planning Commission
South Rutland_14000_11125.5 | SR-G73 | South Rutland | 1 | 239.7 | 11125.5 | 14000 | 2874.5 | 0.20532 | RUTLAND CITY | RR | Rutland Regional Planning Commission
Walnut Street_7000_2330.05 | BR-G70 | Walnut Street | 1 | 550.12 | 2330.05 | 7000 | 4669.95 | 0.66714 | SUDBURY | RR | Rutland Regional Planning Commission
Poultney Distribution_3125_3246.69 | PO-G7 | Poultney Distribution | 3 | 1142.81 | 3246.69 | 3125 | -121.69 | -0.038941 | TINMOUTH | RR | Rutland Regional Planning Commission
South Poultney_2500_844.47 | SP-J1 | South Poultney | 4 | 844.47 | 844.47 | 2500 | 1655.53 | 0.66221 | WELLS | RR | Rutland Regional Planning Commission
Bethel_14000_11694.59 | BE-G28 | Bethel | 4 | 1277.08 | 11694.59 | 14000 | 2305.41 | 0.16467 | BETHEL | TR | Two Rivers-Ottauquechee Regional Commission
Pleasant Street_14000_7405.95 | PS-G43 | Pleasant Street | 1 | 6026.45 | 7405.95 | 14000 | 6594.05 | 0.471 | BETHEL | TR | Two Rivers-Ottauquechee Regional Commission
Randolph_7000_108.23 | RD-G33 | Randolph | 1 | 108.23 | 108.23 | 7000 | 6891.77 | 0.98454 | BETHEL | TR | Two Rivers-Ottauquechee Regional Commission
Randolph Center_7000_1772.84 | RC-G51 | Randolph Center | 4 | 1772.84 | 1772.84 | 7000 | 5227.16 | 0.74674 | BETHEL | TR | Two Rivers-Ottauquechee Regional Commission
Stockbridge_7000_633.36 | ST-G45 | Stockbridge | 4 | 633.36 | 633.36 | 7000 | 6366.64 | 0.90952 | BETHEL | TR | Two Rivers-Ottauquechee Regional Commission
Woodstock_10500_2113.35 | WK-G81 | Woodstock | 1 | 1186.7 | 2113.35 | 10500 | 8386.65 | 0.79873 | BETHEL | TR | Two Rivers-Ottauquechee Regional Commission
Woodstock_14000_1194.03 | WK-G83 | Woodstock | 1 | 1194.03 | 1194.03 | 14000 | 12805.97 | 0.91471 | BRIDGEWATER | TR | Two Rivers-Ottauquechee Regional Commission
Mendon_7000_543.71 | ME-G12 | Mendon | 1 | 543.71 | 543.71 | 7000 | 6456.29 | 0.92233 | CHITTENDEN | TR | Two Rivers-Ottauquechee Regional Commission
Pittsford Village_14000_12909.04 | AP-G11 | Pittsford Village | 3 | 7146.44 | 12909.04 | 14000 | 1090.96 | 0.077926 | CHITTENDEN | TR | Two Rivers-Ottauquechee Regional Commission
Ely_5250_4096.76 | EL-G41 | Ely | 1 | 1655.51 | 4096.76 | 5250 | 1153.24 | 0.21966 | FAIRLEE | TR | Two Rivers-Ottauquechee Regional Commission
Walnut Street_7000_2330.05 | BR-G71 | Walnut Street | 1 | 1779.93 | 2330.05 | 7000 | 4669.95 | 0.66714 | GOSHEN | TR | Two Rivers-Ottauquechee Regional Commission
Rochester_4200_769.06 | RO-G62 | Rochester | 4 | 769.06 | 769.06 | 4200 | 3430.94 | 0.81689 | HANCOCK | TR | Two Rivers-Ottauquechee Regional Commission
Quechee_14000_13962.53 | QU-G17 | Quechee | 3 | 9294 | 13962.53 | 14000 | 37.47 | 0.0026764 | HARTFORD | TR | Two Rivers-Ottauquechee Regional Commission
Taftsville Sub_7000_980.89 | TA-G12 | Taftsville Sub | 1 | 980.89 | 980.89 | 7000 | 6019.11 | 0.85987 | HARTFORD | TR | Two Rivers-Ottauquechee Regional Commission
White River Junction 70_28000_7734.88 | 70G1 | White River Junction 70 | 4 | 6709.9 | 7734.88 | 28000 | 20265.12 | 0.72375 | HARTFORD | TR | Two Rivers-Ottauquechee Regional Commission
White River Junction 70_28000_7734.88 | 70G3 | White River Junction 70 | 1 | 992.22 | 7734.88 | 28000 | 20265.12 | 0.72375 | HARTFORD | TR | Two Rivers-Ottauquechee Regional Commission
White River Junction 70_28000_7734.88 | 70G2 | White River Junction 70 | 1 | 32.76 | 7734.88 | 28000 | 20265.12 | 0.72375 | HARTFORD | TR | Two Rivers-Ottauquechee Regional Commission
Wilder 71_14000_7548.52 | 71G3 | Wilder 71 | 1 | 2687.83 | 7548.52 | 14000 | 6451.48 | 0.46082 | HARTFORD | TR | Two Rivers-Ottauquechee Regional Commission
Wilder 71_14000_7548.52 | 71G2 | Wilder 71 | 1 | 754.52 | 7548.52 | 14000 | 6451.48 | 0.46082 | HARTFORD | TR | Two Rivers-Ottauquechee Regional Commission
Windsor_14000_8762.37 | WI-G31 | Windsor | 4 | 4788.53 | 8762.37 | 14000 | 5237.63 | 0.37412 | HARTLAND | TR | Two Rivers-Ottauquechee Regional Commission
Woodstock_10500_2113.35 | WK-G82 | Woodstock | 1 | 926.65 | 2113.35 | 10500 | 8386.65 | 0.79873 | HARTLAND | TR | Two Rivers-Ottauquechee Regional Commission
Mendon_28000_343.16 | ME-Y86 | Mendon | 1 | 343.16 | 343.16 | 28000 | 27656.84 | 0.98774 | KILLINGTON | TR | Two Rivers-Ottauquechee Regional Commission
Sherburne_14000_391.56 | SB-G92 | Sherburne | 4 | 0 | 391.56 | 14000 | 13608.44 | 0.97203 | KILLINGTON | TR | Two Rivers-Ottauquechee Regional Commission
Sherburne_14000_368.81 | SB-G91 | Sherburne | 4 | 320.11 | 368.81 | 14000 | 13631.19 | 0.97366 | KILLINGTON | TR | Two Rivers-Ottauquechee Regional Commission
Sherburne_14000_368.81 | SB-G93 | Sherburne | 4 | 48.7 | 368.81 | 14000 | 13631.19 | 0.97366 | KILLINGTON | TR | Two Rivers-Ottauquechee Regional Commission
Snowshed_12500_60.6 | SNO-G96 | Snowshed | 1 | 60.6 | 60.6 | 12500 | 12439.4 | 0.99515 | KILLINGTON | TR | Two Rivers-Ottauquechee Regional Commission
Snowshed_12500_60.6 | SNO-G97 | Snowshed | 1 | 0 | 60.6 | 12500 | 12439.4 | 0.99515 | KILLINGTON | TR | Two Rivers-Ottauquechee Regional Commission
Pleasant Street_14000_7405.95 | PS-G41 | Pleasant Street | 1 | 476.3 | 7405.95 | 14000 | 6594.05 | 0.471 | RANDOLPH | TR | Two Rivers-Ottauquechee Regional Commission
Pleasant Street_14000_7405.95 | PS-G42 | Pleasant Street | 1 | 903.2 | 7405.95 | 14000 | 6594.05 | 0.471 | ROCHESTER | TR | Two Rivers-Ottauquechee Regional Commission
East Barnard_22400_687.21 | EB-Y38 | East Barnard | 1 | 687.21 | 687.21 | 22400 | 21712.79 | 0.96932 | ROYALTON | TR | Two Rivers-Ottauquechee Regional Commission
Quechee_14000_13962.53 | QU-G16 | Quechee | 3 | 4668.53 | 13962.53 | 14000 | 37.47 | 0.0026764 | SHARON | TR | Two Rivers-Ottauquechee Regional Commission
South Rutland_14000_9836.41 | SR-G71 | South Rutland | 1 | 7781.49 | 9836.41 | 14000 | 4163.59 | 0.2974 | SHREWSBURY | TR | Two Rivers-Ottauquechee Regional Commission
South Rutland_14000_11125.5 | SR-G72 | South Rutland | 1 | 10885.8 | 11125.5 | 14000 | 2874.5 | 0.20532 | SHREWSBURY | TR | Two Rivers-Ottauquechee Regional Commission
Sherburne_14000_391.56 | SB-G94 | Sherburne | 4 | 391.56 | 391.56 | 14000 | 13608.44 | 0.97203 | STOCKBRIDGE | TR | Two Rivers-Ottauquechee Regional Commission
Sharon_10500_10065.32 | SH-G35 | Sharon | 3 | 10065.32 | 10065.32 | 10500 | 434.68 | 0.041398 | STRAFFORD | TR | Two Rivers-Ottauquechee Regional Commission
Thetford_7000_2002.19 | TH-G16 | Thetford | 4 | 2002.19 | 2002.19 | 7000 | 4997.81 | 0.71397 | STRAFFORD | TR | Two Rivers-Ottauquechee Regional Commission
Wilder 71_14000_7548.52 | 71G1 | Wilder 71 | 1 | 4106.17 | 7548.52 | 14000 | 6451.48 | 0.46082 | THETFORD | TR | Two Rivers-Ottauquechee Regional Commission
Bethel_14000_11694.59 | BE-G29 | Bethel | 2 | 10417.51 | 11694.59 | 14000 | 2305.41 | 0.16467 | TUNBRIDGE | TR | Two Rivers-Ottauquechee Regional Commission
Bradford Distribution_7000_2647.84 | BF-G63 | Bradford Distribution | 1 | 1895.61 | 2647.84 | 7000 | 4352.16 | 0.62174 | WEST FAIRLEE | TR | Two Rivers-Ottauquechee Regional Commission
Brudies Road_14000_5704.4 | BU-G47 | Brudies Road | 1 | 8 | 5704.4 | 14000 | 8295.6 | 0.59254 | BRATTLEBORO | WR | Windham Regional Commission
North Brattleboro_14000_4558.8 | NT-G53 | North Brattleboro | 4 | 1314.11 | 4558.8 | 14000 | 9441.2 | 0.67437 | BRATTLEBORO | WR | Windham Regional Commission
South Brattleboro_28000_1883.75 | BS-G31 | South Brattleboro | 4 | 495.84 | 1883.75 | 28000 | 26116.25 | 0.93272 | BRATTLEBORO | WR | Windham Regional Commission
Vernon Road_14000_4011.36 | VR-G57 | Vernon Road | 1 | 952.77 | 4011.36 | 14000 | 9988.64 | 0.71347 | BRATTLEBORO | WR | Windham Regional Commission
Vernon Road_14000_4011.36 | VR-G58 | Vernon Road | 1 | 3058.59 | 4011.36 | 14000 | 9988.64 | 0.71347 | BRATTLEBORO | WR | Windham Regional Commission
West Dummerston_6250_1467.3 | DM-G6 | West Dummerston | 1 | 1467.3 | 1467.3 | 6250 | 4782.7 | 0.76523 | BROOKLINE | WR | Windham Regional Commission
Dover 90_22500_53.47 | 90G5 | Dover 90 | 1 | 0 | 53.47 | 22500 | 22446.53 | 0.99762 | DOVER | WR | Windham Regional Commission
Dover 90_22500_53.47 | 90G3 | Dover 90 | 1 | 0 | 53.47 | 22500 | 22446.53 | 0.99762 | DOVER | WR | Windham Regional Commission
Dover 90_14000_1169.6 | 90G1 | Dover 90 | 1 | 1079.56 | 1169.6 | 14000 | 12830.4 | 0.91646 | DOVER | WR | Windham Regional Commission
Dover 90_14000_1169.6 | 90G4 | Dover 90 | 1 | 90.04 | 1169.6 | 14000 | 12830.4 | 0.91646 | DOVER | WR | Windham Regional Commission
Brudies Road_14000_5704.4 | BU-G48 | Brudies Road | 4 | 5696.4 | 5704.4 | 14000 | 8295.6 | 0.59254 | DUMMERSTON | WR | Windham Regional Commission
North Brattleboro_14000_4558.8 | NT-G52 | North Brattleboro | 1 | 3244.69 | 4558.8 | 14000 | 9441.2 | 0.67437 | DUMMERSTON | WR | Windham Regional Commission
Vernon_7000_1358.58 | 57G1 | Vernon | 1 | 1358.58 | 1358.58 | 7000 | 5641.42 | 0.80592 | GUILFORD | WR | Windham Regional Commission
South Brattleboro_28000_1883.75 | BS-G32 | South Brattleboro | 1 | 1387.91 | 1883.75 | 28000 | 26116.25 | 0.93272 | NEWFANE | WR | Windham Regional Commission
Putney 69_14000_4065.68 | 69K3 | Putney 69 | 4 | 500 | 4065.68 | 14000 | 9934.32 | 0.70959 | PUTNEY | WR | Windham Regional Commission
Bellows Falls 67_14000_1591 | 67G1 | Bellows Falls 67 | 1 | 62.13 | 1591 | 14000 | 12409 | 0.88636 | WESTMINSTER | WR | Windham Regional Commission
Bellows Falls 67_14000_1591 | 67G2 | Bellows Falls 67 | 1 | 100.24 | 1591 | 14000 | 12409 | 0.88636 | WESTMINSTER | WR | Windham Regional Commission
Putney 69_14000_4065.68 | 69K1 | Putney 69 | 4 | 2135.78 | 4065.68 | 14000 | 9934.32 | 0.70959 | WESTMINSTER | WR | Windham Regional Commission
Putney 69_14000_4065.68 | 69K2 | Putney 69 | 4 | 1429.9 | 4065.68 | 14000 | 9934.32 | 0.70959 | WESTMINSTER | WR | Windham Regional Commission
Westminster 74_14000_6156.56 | 74G2 | Westminster 74 | 1 | 5148.42 | 6156.56 | 14000 | 7843.44 | 0.56025 | WESTMINSTER | WR | Windham Regional Commission
Wilmington 56_14000_1323.63 | 56G1 | Wilmington 56 | 1 | 1206.12 | 1323.63 | 14000 | 12676.37 | 0.90546 | WILMINGTON | WR | Windham Regional Commission
Note on I1: [Threaded comment] Your version of Excel allows you to read this threaded comment; however, any edits to it will get removed if the file is opened in a newer version of Excel. Learn more: https://go.microsoft.com/fwlink/?linkid=870924 Comment: Average

## GMP feeders by town (hidden)
FEEDERID | TOWNNAME | TOWNNAME_FEEDERID | MILES | % of Feeder in Town by Length | Feeder in Town Capacity (MW)
9G2 | Addison | Addison_9G2 | 22.2246 | 31.84% | -0.73603
WY-G81 | Addison | Addison_WY-G81 | 39.3218 | 29.07% | 0.41082
CH-G10 | Andover | Andover_CH-G10 | 3.0204 | 4.312% | 0.22593
CH-G11 | Andover | Andover_CH-G11 | 0.21451 | 0.1618% | 0.0084775
LO-G26 | Andover | Andover_LO-G26 | 16.1605 | 19.44% | 1.4038
LO-G27 | Andover | Andover_LO-G27 | 30.8419 | 21.35% | 1.5414
SM-G62 | Andover | Andover_SM-G62 | 0.44405 | 0.8627% | 0.11835
AR-K23 | Arlington | Arlington_AR-K23 | 0.15196 | 100% | 3.125
EN-G24 | Arlington | Arlington_EN-G24 | 0.45656 | 100% | 5.6855
EN-G26 | Arlington | Arlington_EN-G26 | 59.9087 | 46.95% | 2.6693
NIM-G1 | Arlington | Arlington_NIM-G1 | 1.4312 | 100%
SF-G20 | Arlington | Arlington_SF-G20 | 1.8645 | 1.814% | 0.044344
TL15 | Arlington | Arlington_TL15 | 2.2632 | 18.45%
TL17 | Arlington | Arlington_TL17 | 1.0575 | 100%
TL18 | Arlington | Arlington_TL18 | 0.49448 | 4.842%
CH-G11 | Athens | Athens_CH-G11 | 18.9423 | 14.29% | 0.74861
DM-G6 | Athens | Athens_DM-G6 | 0.36225 | 0.2771% | 0.013254
SD-G10 | Bakersfield | Bakersfield_SD-G10 | 13.894 | 15.35% | 1.0455
NS-G63 | Baltimore | Baltimore_NS-G63 | 9.3742 | 13.04% | 0.49923
BE-G28 | Barnard | Barnard_BE-G28 | 0.64299 | 0.9331% | 0.021512
BE-G29 | Barnard | Barnard_BE-G29 | 3.1312 | 2.61% | 0.060163
EB-Y38 | Barnard | Barnard_EB-Y38 | 9.5536 | 33.11% | 7.1889
TL107 | Barnard | Barnard_TL107 | 3.3535 | 19.97%
WK-G81 | Barnard | Barnard_WK-G81 | 63.2096 | 46.91% | 3.9343
3311 | Barnet | Barnet_3311 | 0.59677 | 2.234%
3316 | Barnet | Barnet_3316 | 8.5193 | 36.01%
3324 | Barnet | Barnet_3324 | 0.57081 | 12.81%
14G1 | Barnet | Barnet_14G1 | 39.9414 | 61.91% | 3.6101
14G2 | Barnet | Barnet_14G2 | 12.8342 | 72.96% | 4.2549
BA-G71 | Barnet | Barnet_BA-G71 | 2.7412 | 1.972% | 0.056959
BAY-G4 | Barnet | Barnet_BAY-G4 | 4.2662 | 2.98% | -0.003365
BAY-G5 | Barnet | Barnet_BAY-G5 | 28.3501 | 72.97% | -0.082392
3304 | Barre City | Barre City_3304 | 3.0554 | 44.89%
3306 | Barre City | Barre City_3306 | 3.4205 | 41.43%
37G1 | Barre City | Barre City_37G1 | 5.4234 | 100% | 4.9309
37G2 | Barre City | Barre City_37G2 | 7.8442 | 39.05% | 1.9256
37G3 | Barre City | Barre City_37G3 | 9.5286 | 23.68% | 1.1795
63G1 | Barre City | Barre City_63G1 | 6.7867 | 97.42% | 25.0913
63G2 | Barre City | Barre City_63G2 | 2.5047 | 29.31% | 7.5481
63G4 | Barre City | Barre City_63G4 | 9.1346 | 49.84% | 12.8375
3305 | Barre Town | Barre Town_3305 | 2.4205 | 100%
3306 | Barre Town | Barre Town_3306 | 4.8351 | 58.57%
3311 | Barre Town | Barre Town_3311 | 1.7359 | 6.497%
35G1 | Barre Town | Barre Town_35G1 | 2.6304 | 7.781% | 0.34704
35G2 | Barre Town | Barre Town_35G2 | 5.7066 | 97.72% | 4.3582
37G2 | Barre Town | Barre Town_37G2 | 12.2431 | 60.95% | 3.0054
37G3 | Barre Town | Barre Town_37G3 | 29.7123 | 73.82% | 3.678
3G2 | Barre Town | Barre Town_3G2 | 1.0577 | 8.258% | 0.71385
40G7 | Barre Town | Barre Town_40G7 | 0.91654 | 3.61% | 0.24735
61G1 | Barre Town | Barre Town_61G1 | 4.1278 | 100% | 2.2287
61G2 | Barre Town | Barre Town_61G2 | 9.0448 | 100% | 2.2287
61G3 | Barre Town | Barre Town_61G3 | 14.0953 | 35.12% | 0.78273
63G1 | Barre Town | Barre Town_63G1 | 0.17992 | 2.583% | 0.66518
63G2 | Barre Town | Barre Town_63G2 | 3.0327 | 35.48% | 9.1393
63G4 | Barre Town | Barre Town_63G4 | 9.1311 | 49.82% | 12.8326
TL3305 | Barre Town | Barre Town_TL3305 | 0.026023 | 100%
BEL-1 | Belvidere | Belvidere_BEL-1 | 0.0070167 | 100%
BEL-2 | Belvidere | Belvidere_BEL-2 | 0.0046271 | 100%
BEL-G1 | Belvidere | Belvidere_BEL-G1 | 1.6585 | 100%
LS-G61 | Bennington | Bennington_LS-G61 | 8.0503 | 100% | 12.7092
LS-G62 | Bennington | Bennington_LS-G62 | 1.8997 | 100% | 12.7092
MS-G50 | Bennington | Bennington_MS-G50 | 23.4344 | 98.32% | 9.154
MS-G51 | Bennington | Bennington_MS-G51 | 5.5009 | 100% | 9.3101
NB-G72 | Bennington | Bennington_NB-G72 | 11.171 | 56.47% | 7.0451
NB-G73 | Bennington | Bennington_NB-G73 | 8.0126 | 100% | 12.4768
PN-G46 | Bennington | Bennington_PN-G46 | 2.5203 | 5.832% | 0.040387
SF-G20 | Bennington | Bennington_SF-G20 | 4.6657 | 4.54% | 0.11096
SK-G59 | Bennington | Bennington_SK-G59 | 10.8017 | 100% | 6.2007
SK-G60 | Bennington | Bennington_SK-G60 | 26.6581 | 100% | 6.2007
SN-G40 | Bennington | Bennington_SN-G40 | 19.2439 | 61.05% | 3.642
TL15 | Bennington | Bennington_TL15 | 3.0223 | 24.64%
TL2 | Bennington | Bennington_TL2 | 1.0788 | 100%
TL3 | Bennington | Bennington_TL3 | 4.6342 | 100%
TL4 | Bennington | Bennington_TL4 | 2.5598 | 100%
TL5 | Bennington | Bennington_TL5 | 0.78479 | 100%
TL6 | Bennington | Bennington_TL6 | 1.9664 | 17.79%
TL7 | Bennington | Bennington_TL7 | 3.1569 | 56.05%
TL9 | Bennington | Bennington_TL9 | 1.6047 | 100%
WO-G91 | Bennington | Bennington_WO-G91 | 2.818 | 100% | 9.6707
WO-G92 | Bennington | Bennington_WO-G92 | 30.2229 | 58.51% | 5.6586
CF-G16 | Benson | Benson_CF-G16 | 55.121 | 63.12% | -0.093185
LJ-G13 | Benson | Benson_LJ-G13 | 9.1336 | 6.455% | 0.0024375
EB-1 | Berkshire | Berkshire_EB-1 | 0.010825 | 100%
3303 | Berlin | Berlin_3303 | 2.2967 | 44.33%
3304 | Berlin | Berlin_3304 | 2.8139 | 41.34%
3310 | Berlin | Berlin_3310 | 7.076 | 21.17%
3325 | Berlin | Berlin_3325 | 1.8088 | 48.27%
3326 | Berlin | Berlin_3326 | 3.366 | 78.44%
27G6 | Berlin | Berlin_27G6 | 4.6669 | 13.29% | 1.8607
27G7 | Berlin | Berlin_27G7 | 8.2099 | 42.54% | 5.9542
3G2 | Berlin | Berlin_3G2 | 5.1446 | 40.17% | 3.4723
40G5 | Berlin | Berlin_40G5 | 3.4899 | 100% | 6.8517
40G6 | Berlin | Berlin_40G6 | 4.8328 | 100% | 6.8517
40G7 | Berlin | Berlin_40G7 | 24.472 | 96.39% | 6.6044
54G1 | Berlin | Berlin_54G1 | 1.7296 | 13.75%
62J1 | Berlin | Berlin_62J1 | 19.2282 | 100% | 1.1279
63G2 | Berlin | Berlin_63G2 | 3.0094 | 35.21% | 9.0691
63G4 | Berlin | Berlin_63G4 | 0.06069 | 0.3311% | 0.085292
40G1T | Bethel | Bethel_40G1T | 2.9602 | 1.921%
BE-G28 | Bethel | Bethel_BE-G28 | 56.4144 | 81.87% | 1.8874
BE-G29 | Bethel | Bethel_BE-G29 | 8.5488 | 7.125% | 0.16426
BM-1 | Bethel | Bethel_BM-1 | 0.0070354 | 100%
RC-G51 | Bethel | Bethel_RC-G51 | 0.25936 | 0.3184% | 0.016645
RD-G33 | Bethel | Bethel_RD-G33 | 0.40689 | 7.636% | 0.52623
ST-G45 | Bethel | Bethel_ST-G45 | 9.3508 | 11.43% | 0.72752
TL83 | Bethel | Bethel_TL83 | 3.5617 | 44.8%
TL85 | Bethel | Bethel_TL85 | 5.149 | 78.3%
TL85A | Bethel | Bethel_TL85A | 0.11599 | 7.457%
TL86 | Bethel | Bethel_TL86 | 0.30595 | 100%
WK-G81 | Bethel | Bethel_WK-G81 | 1.7017 | 1.263% | 0.10592
3334 | Bolton | Bolton_3334 | 5.7284 | 34.71%
41G1 | Bolton | Bolton_41G1 | 19.2209 | 65.68% | 6.4577
60G1 | Bolton | Bolton_60G1 | 0.25204 | 0.9082% | 0.23444
BF-G62 | Bradford | Bradford_BF-G62 | 26.4525 | 89.55% | 3.8976
BF-G63 | Bradford | Bradford_BF-G63 | 32.419 | 79.18% | 3.4461
NW-G12 | Bradford | Bradford_NW-G12 | 1.4305 | 3.086% | 0.20943
TL109A | Bradford | Bradford_TL109A | 0.60782 | 100%
TL110 | Bradford | Bradford_TL110 | 4.8303 | 34.93%
40G1T | Braintree | Braintree_40G1T | 58.3761 | 37.89%
AP-G10 | Brandon | Brandon_AP-G10 | 0.15794 | 0.441% | 0.004811
BR-G58 | Brandon | Brandon_BR-G58 | 13.945 | 63.03% | 2.0935
BR-G70 | Brandon | Brandon_BR-G70 | 24.0679 | 93.81% | 4.3811
BR-G71 | Brandon | Brandon_BR-G71 | 25.7752 | 46.93% | 2.1916
LJ-G13 | Brandon | Brandon_LJ-G13 | 1.8564 | 1.312% | 0.00049544
OV-G7 | Brandon | Brandon_OV-G7 | 17.8321 | 92.46% | 0.78779
TL60 | Brandon | Brandon_TL60 | 6.4686 | 23.76%
TL65 | Brandon | Brandon_TL65 | 4.5042 | 38.1%
TL66 | Brandon | Brandon_TL66 | 2.7348 | 44.04%
BS-G31 | Brattleboro | Brattleboro_BS-G31 | 8.8561 | 100% | 26.1163
BS-G32 | Brattleboro | Brattleboro_BS-G32 | 70.3863 | 55.6% | 14.521
BS-G33 | Brattleboro | Brattleboro_BS-G33 | 4.0127 | 88.59%
BU-G47 | Brattleboro | Brattleboro_BU-G47 | 1.4996 | 100% | 8.2956
BU-G48 | Brattleboro | Brattleboro_BU-G48 | 3.5258 | 85.11% | 7.0604
CL-1 | Brattleboro | Brattleboro_CL-1 | 0.0046969 | 100%
DM-G6 | Brattleboro | Brattleboro_DM-G6 | 0.16762 | 0.1282% | 0.0061328
FM-1 | Brattleboro | Brattleboro_FM-1 | 0.0055484 | 100%
MR-1 | Brattleboro | Brattleboro_MR-1 | 0.0057867 | 100%
NT-G52 | Brattleboro | Brattleboro_NT-G52 | 12.1407 | 71.95% | 6.7927
NT-G53 | Brattleboro | Brattleboro_NT-G53 | 24.6411 | 100% | 9.4412
TL25 | Brattleboro | Brattleboro_TL25 | 0.35685 | 100%
TL26 | Brattleboro | Brattleboro_TL26 | 0.21739 | 100%
TL27 | Brattleboro | Brattleboro_TL27 | 2.0991 | 99.15%
TL27 | Brattleboro | Brattleboro_TL27 | 0.0087923 | 0.4153%
TL27 | Brattleboro | Brattleboro_TL27 | 0.0092355 | 0.4362%
TL30 | Brattleboro | Brattleboro_TL30 | 0.0036793 | 100%
TL31 | Brattleboro | Brattleboro_TL31 | 0.26048 | 100%
TL32 | Brattleboro | Brattleboro_TL32 | 3.3038 | 44.51%
TL32 | Brattleboro | Brattleboro_TL32 | 0.012399 | 0.167%
TL32 | Brattleboro | Brattleboro_TL32 | 0.0087923 | 0.1185%
TL32 | Brattleboro | Brattleboro_TL32 | 0.0092355 | 0.1244%
TL7 | Brattleboro | Brattleboro_TL7 | 0.012399 | 0.2201%
TL7 | Brattleboro | Brattleboro_TL7 | 0.0092355 | 0.164%
VR-G57 | Brattleboro | Brattleboro_VR-G57 | 1.844 | 44.07% | 4.4021
VR-G58 | Brattleboro | Brattleboro_VR-G58 | 4.5563 | 8.851% | 0.88407
SB-G91 | Bridgewater | Bridgewater_SB-G91 | 11.7569 | 18.05% | 2.46
WK-G81 | Bridgewater | Bridgewater_WK-G81 | 9.2532 | 6.867% | 0.57595
WK-G83 | Bridgewater | Bridgewater_WK-G83 | 27.3488 | 32.79% | 4.1985
LJ-G12 | Bridport | Bridport_LJ-G12 | 1.4462 | 1.455% | 0.00054955
WY-G81 | Bridport | Bridport_WY-G81 | 68.8381 | 50.88% | 0.7192
HR-G37 | Bristol | Bristol_HR-G37 | 34.7478 | 50.32% | -0.33151
HR-G38 | Bristol | Bristol_HR-G38 | 36.3853 | 25.8% | -0.16997
TL74 | Bristol | Bristol_TL74 | 1.0171 | 22.79%
40G1T | Brookfield | Brookfield_40G1T | 10.0362 | 6.515%
BE-G29 | Brookfield | Brookfield_BE-G29 | 2.1878 | 1.823% | 0.042037
RC-G51 | Brookfield | Brookfield_RC-G51 | 39.0357 | 47.93% | 2.5052
69G1 | Brookline | Brookline_69G1 | 1.3281 | 1.241%
DM-G6 | Brookline | Brookline_DM-G6 | 20.676 | 15.82% | 0.75649
39G3 | Buels Gore | Buels Gore_39G3 | 0.12136 | 0.3241% | 0.025206
HR-G38 | Buels Gore | Buels Gore_HR-G38 | 1.7802 | 1.262% | -0.0083161
3309 | Burlington | Burlington_3309 | 0.4675 | 20.21%
3321 | Burlington | Burlington_3321 | 2.0647 | 15.07%
3332 | Burlington | Burlington_3332 | 0.49402 | 9.259%
32G7 | Burlington | Burlington_32G7 | 1.2737 | 9.256% | 1.6457
Z1206 | Burlington | Burlington_Z1206 | 1.4898 | 100%
3316 | Cabot | Cabot_3316 | 6.637 | 28.06%
3319 | Cabot | Cabot_3319 | 6.5523 | 60.56%
48G2 | Cabot | Cabot_48G2 | 3.3163 | 4.818% | 0.16661
6Y2 | Cabot | Cabot_6Y2 | 18.2466 | 96.34% | 4.8456
27G5 | Calais | Calais_27G5 | 0.24136 | 0.6657% | 0.093177
48G2 | Calais | Calais_48G2 | 7.8197 | 11.36% | 0.39287
WEC-1 | Calais | Calais_WEC-1 | 0.0074984 | 100%
CAM-1 | Cambridge | Cambridge_CAM-1 | 0.22092 | 100%
FA-G4 | Cambridge | Cambridge_FA-G4 | 11.1391 | 16.12% | 0.54582
JE-G57 | Cambridge | Cambridge_JE-G57 | 22.525 | 89.96% | 3.7475
PV-1 | Cambridge | Cambridge_PV-1 | 0.0043855 | 100%
TL131 | Cambridge | Cambridge_TL131 | 8.6234 | 50.1%
TL132 | Cambridge | Cambridge_TL132 | 0.23585 | 100%
CA-G37 | Castleton | Castleton_CA-G37 | 47.0588 | 75.19% | -1.2989
HY-G24 | Castleton | Castleton_HY-G24 | 44.5633 | 84.62% | -0.0374
HY-J25 | Castleton | Castleton_HY-J25 | 0.76219 | 10.78% | -0.0047664
TL44 | Castleton | Castleton_TL44 | 7.0468 | 67.79%
TL45 | Castleton | Castleton_TL45 | 0.43998 | 12.1%
TL47A | Castleton | Castleton_TL47A | 1.2347 | 59.78%
WR-G24 | Castleton | Castleton_WR-G24 | 0.24491 | 0.3658% | 0.0118
BV-G44 | Cavendish | Cavendish_BV-G44 | 0.78225 | 1.026% | 0.049193
CH-G10 | Cavendish | Cavendish_CH-G10 | 1.9764 | 2.821% | 0.14783
CV-G64 | Cavendish | Cavendish_CV-G64 | 20.7097 | 58.72% | 2.0045
CV-G65 | Cavendish | Cavendish_CV-G65 | 35.619 | 98.97% | 2.1396
SM-G62 | Cavendish | Cavendish_SM-G62 | 0.28662 | 0.5568% | 0.076392
TL59 | Cavendish | Cavendish_TL59 | 3.3364 | 65.84%
TL91 | Cavendish | Cavendish_TL91 | 3.3611 | 35.03%
28G1 | Charlotte | Charlotte_28G1 | 27.9901 | 100% | 19.058
28G2 | Charlotte | Charlotte_28G2 | 85.1054 | 56.45% | 7.4998
45G1 | Charlotte | Charlotte_45G1 | 23.6437 | 17.82% | 0.85503
53G1 | Charlotte | Charlotte_53G1 | 13.9746 | 18.95% | 2.8833
CS-G34 | Chelsea | Chelsea_CS-G34 | 12.4913 | 21.49% | 0.34101
TL89 | Chelsea | Chelsea_TL89 | 0.51807 | 5.029%
CH-G10 | Chester | Chester_CH-G10 | 65.0533 | 92.87% | 4.866
CH-G11 | Chester | Chester_CH-G11 | 38.5296 | 29.06% | 1.5227
NS-G63 | Chester | Chester_NS-G63 | 11.9556 | 16.63% | 0.6367
RI-G68 | Chester | Chester_RI-G68 | 2.4311 | 8.366% | 0.92712
TL94 | Chester | Chester_TL94 | 3.7052 | 100%
AP-G11 | Chittenden | Chittenden_AP-G11 | 23.2502 | 53.88% | 0.58782
ME-G12 | Chittenden | Chittenden_ME-G12 | 24.0586 | 58.29% | 3.7635
RO-G62 | Chittenden | Chittenden_RO-G62 | 0.16461 | 0.171% | 0.0058665
ST-G45 | Chittenden | Chittenden_ST-G45 | 0.48571 | 0.5936% | 0.037789
TL62 | Chittenden | Chittenden_TL62 | 0.12729 | 2.712%
TL65 | Chittenden | Chittenden_TL65 | 0.64443 | 5.451%
TL80 | Chittenden | Chittenden_TL80 | 0.14355 | 0.9359%
GT-G47 | Clarendon | Clarendon_GT-G47 | 4.6544 | 24.51% | 1.1166
SR-G71 | Clarendon | Clarendon_SR-G71 | 6.9737 | 22.36% | 0.931
SR-G72 | Clarendon | Clarendon_SR-G72 | 36.3161 | 77.71% | 2.2338
TL36 | Clarendon | Clarendon_TL36 | 4.0633 | 19.74%
TL53 | Clarendon | Clarendon_TL53 | 3.1011 | 53.09%
TL53A | Clarendon | Clarendon_TL53A | 0.68889 | 81.82%
TL56 | Clarendon | Clarendon_TL56 | 0.77167 | 28.79%
TL57 | Clarendon | Clarendon_TL57 | 1.0991 | 39.93%
TL58 | Clarendon | Clarendon_TL58 | 6.8491 | 53.83%
WF-G23 | Clarendon | Clarendon_WF-G23 | 11.5736 | 7.06% | 0.40826
WR-G24 | Clarendon | Clarendon_WR-G24 | 15.4381 | 23.06% | 0.74379
3307 | Colchester | Colchester_3307 | 0.21919 | 6.582%
3308 | Colchester | Colchester_3308 | 0.21633 | 6.778%
3309 | Colchester | Colchester_3309 | 0.024837 | 1.073%
3321 | Colchester | Colchester_3321 | 11.4461 | 83.53%
16G1 | Colchester | Colchester_16G1 | 4.6132 | 36.2% | 4.721
16G2 | Colchester | Colchester_16G2 | 0.49653 | 100% | 13.0399
16Y3 | Colchester | Colchester_16Y3 | 0.018819 | 1.849%
34G1 | Colchester | Colchester_34G1 | 32.1257 | 96.64% | 11.1395
34G2 | Colchester | Colchester_34G2 | 22.8907 | 100% | 11.5262
36G1 | Colchester | Colchester_36G1 | 5.554 | 97.24% | 25.6371
36G2 | Colchester | Colchester_36G2 | 12.934 | 80.66% | 21.2647
36Y5 | Colchester | Colchester_36Y5 | 7.4931 | 100% | 26.3649
46Y1 | Colchester | Colchester_46Y1 | 5.6214 | 23.32% | 6.1536
79G1 | Colchester | Colchester_79G1 | 0.45104 | 13.13%
81G1 | Colchester | Colchester_81G1 | 25.4099 | 100% | 9.6454
81G2 | Colchester | Colchester_81G2 | 14.9848 | 100% | 9.6454
MI-G36 | Colchester | Colchester_MI-G36 | 0.42396 | 0.7792% | 0.060479
WM-G92 | Colchester | Colchester_WM-G92 | 40.6527 | 61.95% | 0.40066
BAY-G4 | Concord | Concord_BAY-G4 | 44.4471 | 31.05% | -0.035058
GM-G62 | Concord | Concord_GM-G62 | 15.021 | 16.54% | -0.044236
TL118 | Concord | Concord_TL118 | 8.4619 | 62.57%
83G2 | Corinth | Corinth_83G2 | 8.1403 | 12.72% | 0.30227
EM-G75 | Cornwall | Cornwall_EM-G75 | 44.0368 | 40.66% | 0.39642
LJ-G12 | Cornwall | Cornwall_LJ-G12 | 0.76508 | 0.7699% | 0.00029072
WY-G80 | Cornwall | Cornwall_WY-G80 | 9.8689 | 11.76% | 0.16624
WY-G81 | Cornwall | Cornwall_WY-G81 | 2.2751 | 1.682% | 0.02377
DO-G22 | Danby | Danby_DO-G22 | 1.0588 | 1.235% | 0.05274
DQ-1 | Danby | Danby_DQ-1 | 0.0083521 | 100% | 0
PA-G20 | Danby | Danby_PA-G20 | 1.2583 | 1.234% | -0.001072
TL36 | Danby | Danby_TL36 | 5.5577 | 27.01%
WF-G23 | Danby | Danby_WF-G23 | 64.1491 | 39.13% | 2.2629
3316 | Danville | Danville_3316 | 5.3117 | 22.45%
BA-G71 | Danville | Danville_BA-G71 | 108.2156 | 77.85% | 2.2486
BAY-G5 | Danville | Danville_BAY-G5 | 1.7074 | 4.395% | -0.0049622
WEC-2 | Danville | Danville_WEC-2 | 0.0046139 | 100%
DO-G22 | Dorset | Dorset_DO-G22 | 61.0725 | 71.23% | 3.042
MC-G13 | Dorset | Dorset_MC-G13 | 0.0023257 | 0.005159% | 0.00045287
MC-G14 | Dorset | Dorset_MC-G14 | 31.6976 | 53.52% | 6.2483
TL50 | Dorset | Dorset_TL50 | 1.1065 | 8.222%
WF-G23 | Dorset | Dorset_WF-G23 | 2.6123 | 1.593% | 0.092149
6671 | Dover | Dover_6671 | 2.0685 | 27.91%
90G1 | Dover | Dover_90G1 | 54.0781 | 60.05% | 7.7044
90G2 | Dover | Dover_90G2 | 22.5829 | 92.22% | 20.6996
90G3 | Dover | Dover_90G3 | 4.6695 | 100% | 22.4465
90G4 | Dover | Dover_90G4 | 14.0445 | 67.21% | 8.6239
90G5 | Dover | Dover_90G5 | 1.9206 | 100% | 22.4465
DM-G6 | Dover | Dover_DM-G6 | 2.891 | 2.212% | 0.10578
EJ-G7 | Dover | Dover_EJ-G7 | 10.1417 | 4.818% | 0.1089
69G1 | Dummerston | Dummerston_69G1 | 33.6176 | 31.42%
BS-G32 | Dummerston | Dummerston_BS-G32 | 7.5705 | 5.98% | 1.5618
BU-G48 | Dummerston | Dummerston_BU-G48 | 0.61681 | 14.89% | 1.2352
DM-G6 | Dummerston | Dummerston_DM-G6 | 32.0557 | 24.52% | 1.1729
NT-G52 | Dummerston | Dummerston_NT-G52 | 4.7337 | 28.05% | 2.6485
TL32 | Dummerston | Dummerston_TL32 | 4.0886 | 55.08%
3312 | Duxbury | Duxbury_3312 | 2.0656 | 21.96%
3331 | Duxbury | Duxbury_3331 | 4.6516 | 54.84%
3334 | Duxbury | Duxbury_3334 | 0.23873 | 1.447%
60G1 | Duxbury | Duxbury_60G1 | 18.1066 | 65.24% | 16.8425
60G2 | Duxbury | Duxbury_60G2 | 0.66203 | 1.955% | 0.50463
60G3 | Duxbury | Duxbury_60G3 | 0.44916 | 4.326% | 1.1167
66J1 | Duxbury | Duxbury_66J1 | 0.30744 | 1.109% | 0.0096713
3317 | East Montpelier | East Montpelier_3317 | 5.6537 | 39.12%
3G1 | East Montpelier | East Montpelier_3G1 | 6.5364 | 39.33% | 3.3995
3G2 | East Montpelier | East Montpelier_3G2 | 1.4279 | 11.15% | 0.96377
48G1 | East Montpelier | East Montpelier_48G1 | 19.2876 | 89.85% | 3.1075
48G2 | East Montpelier | East Montpelier_48G2 | 6.204 | 9.013% | 0.3117
63G4 | East Montpelier | East Montpelier_63G4 | 0.00076737 | 0.004187% | 0.0010784
EC-1 | Eden | Eden_EC-1 | 0.0050757 | 100%
TL133 | Eden | Eden_TL133 | 7.2732 | 39.03%
EN-1 | Enosburgh | Enosburgh_EN-1 | 0.007114 | 100%
1531 | Essex | Essex_1531 | 0.086982 | 15.31%
1541 | Essex | Essex_1541 | 0.085434 | 15.34%
1591 | Essex | Essex_1591 | 0.99123 | 100%
1592 | Essex | Essex_1592 | 0.50167 | 81.66%
1594 | Essex | Essex_1594 | 0.2106 | 70.01%
3302 | Essex | Essex_3302 | 3.4054 | 100%
3307 | Essex | Essex_3307 | 1.552 | 46.61%
3308 | Essex | Essex_3308 | 1.4217 | 44.54%
3314 | Essex | Essex_3314 | 1.14 | 32.1%
3334 | Essex | Essex_3334 | 1.2255 | 7.426%
3351 | Essex | Essex_3351 | 0.25521 | 66.69%
16G1 | Essex | Essex_16G1 | 7.1536 | 56.14% | 7.3207
19G3 | Essex | Essex_19G3 | 0.11983 | 0.5118% | 0.026174
19G4 | Essex | Essex_19G4 | 18.1618 | 100% | 5.1142
19G5 | Essex | Essex_19G5 | 16.61 | 100% | 16.8583
19G6 | Essex | Essex_19G6 | 12.9147 | 100% | 16.8583
19G7 | Essex | Essex_19G7 | 43.542 | 100% | 16.8583
19Y9 | Essex | Essex_19Y9 | 1.7577 | 100%
33G2 | Essex | Essex_33G2 | 12.6344 | 26.86% | 4.6914
33Y3 | Essex | Essex_33Y3 | 26.0233 | 100% | 17.4643
33Y4 | Essex | Essex_33Y4 | 6.3697 | 100% | 17.4643
34G1 | Essex | Essex_34G1 | 1.1153 | 3.355% | 0.38673
36G1 | Essex | Essex_36G1 | 0.15765 | 2.76% | 0.72771
36G2 | Essex | Essex_36G2 | 3.1021 | 19.34% | 5.1001
MI-G36 | Essex | Essex_MI-G36 | 0.69189 | 1.272% | 0.098701
UH-G23 | Essex | Essex_UH-G23 | 10.7019 | 17.94% | 0.63973
CF-G16 | Fair Haven | Fair Haven_CF-G16 | 2.6489 | 3.033% | -0.0044782
FH-J26 | Fair Haven | Fair Haven_FH-J26 | 12.5787 | 100% | 3.9421
FH-J28 | Fair Haven | Fair Haven_FH-J28 | 10.8665 | 100% | 3.9421
HY-G24 | Fair Haven | Fair Haven_HY-G24 | 1.0792 | 2.049% | -0.00090575
HY-J25 | Fair Haven | Fair Haven_HY-J25 | 6.3058 | 89.22% | -0.039434
PO-G27 | Fair Haven | Fair Haven_PO-G27 | 1.1218 | 5.862% | -0.0071333
TL45 | Fair Haven | Fair Haven_TL45 | 3.1961 | 87.9%
TL46 | Fair Haven | Fair Haven_TL46 | 0.55633 | 100%
EA-G52 | Fairfax | Fairfax_EA-G52 | 8.9941 | 26.06% | 2.6166
EF-1 | Fairfax | Fairfax_EF-1 | 0.0065869 | 100%
FA-G4 | Fairfax | Fairfax_FA-G4 | 31.0609 | 44.95% | 1.522
FA-G6 | Fairfax | Fairfax_FA-G6 | 32.2723 | 55.61% | 1.8829
NF-1 | Fairfax | Fairfax_NF-1 | 0.0043425 | 100%
TL128 | Fairfax | Fairfax_TL128 | 9.6 | 74.15%
TL131 | Fairfax | Fairfax_TL131 | 4.0537 | 23.55%
TL134 | Fairfax | Fairfax_TL134 | 0.41078 | 4.816%
EA-G52 | Fairfield | Fairfield_EA-G52 | 0.10232 | 0.2965% | 0.029767
SD-G10 | Fairfield | Fairfield_SD-G10 | 38.225 | 42.22% | 2.8764
BF-G63 | Fairlee | Fairlee_BF-G63 | 6.2761 | 15.33% | 0.66714
EL-G40 | Fairlee | Fairlee_EL-G40 | 7.7933 | 9.472% | 0.10924
EL-G41 | Fairlee | Fairlee_EL-G41 | 23.7316 | 84.01% | 0.96883
3327 | Fayston | Fayston_3327 | 2.9138 | 82.22%
38G1 | Fayston | Fayston_38G1 | 10.3217 | 94.39% | 20.8725
39G1 | Fayston | Fayston_39G1 | 0.72933 | 0.7816% | 0.06079
39G2 | Fayston | Fayston_39G2 | 5.0002 | 11.49% | 0.89343
39G3 | Fayston | Fayston_39G3 | 25.0149 | 66.8% | 5.1955
66J1 | Fayston | Fayston_66J1 | 0.34931 | 1.26% | 0.010988
3322 | Ferrisburgh | Ferrisburgh_3322 | 0.82671 | 44.84%
45G1 | Ferrisburgh | Ferrisburgh_45G1 | 49.8605 | 37.57% | 1.8031
9G2 | Ferrisburgh | Ferrisburgh_9G2 | 23.7194 | 33.98% | -0.78553
9G4 | Ferrisburgh | Ferrisburgh_9G4 | 38.9475 | 44.28% | -1.0236
WY-G80 | Ferrisburgh | Ferrisburgh_WY-G80 | 3.4142 | 4.069% | 0.057511
FA-G4 | Fletcher | Fletcher_FA-G4 | 24.8368 | 35.94% | 1.217
JE-G57 | Fletcher | Fletcher_JE-G57 | 2.5149 | 10.04% | 0.41839
SD-G10 | Fletcher | Fletcher_SD-G10 | 0.69048 | 0.7627% | 0.051958
EA-G52 | Georgia | Georgia_EA-G52 | 2.3555 | 6.826% | 0.68529
FA-G6 | Georgia | Georgia_FA-G6 | 4.8445 | 8.347% | 0.28265
GI-G70 | Georgia | Georgia_GI-G70 | 25.2241 | 87.27% | 5.5741
GI-G71 | Georgia | Georgia_GI-G71 | 26.558 | 100% | 6.3875
MI-G36 | Georgia | Georgia_MI-G36 | 0.45734 | 0.8406% | 0.065241
NA-G26 | Georgia | Georgia_NA-G26 | 8.1409 | 26.73% | 1.8256
TL127 | Georgia | Georgia_TL127 | 6.9358 | 57.06%
TL127B | Georgia | Georgia_TL127B | 1.392 | 100%
TL128 | Georgia | Georgia_TL128 | 0.54038 | 4.174%
TL129 | Georgia | Georgia_TL129 | 2.0754 | 100%
WM-G91 | Georgia | Georgia_WM-G91 | 22.3819 | 30.19% | 0.19524
WYT-G81 | Georgia | Georgia_WYT-G81 | 0.0058053 | 100%
SF-G20 | Glastenbury | Glastenbury_SF-G20 | 1.1381 | 1.107% | 0.027066
BR-G71 | Goshen | Goshen_BR-G71 | 18.5208 | 33.72% | 1.5748
TL80 | Goshen | Goshen_TL80 | 4.7821 | 31.18%
74G1 | Grafton | Grafton_74G1 | 0.077538 | 0.158% | 0.012392
CH-G11 | Grafton | Grafton_CH-G11 | 51.6265 | 38.94% | 2.0403
GM-G62 | Granby | Granby_GM-G62 | 7.6703 | 8.447% | -0.022588
40G1T | Granville | Granville_40G1T | 2.2594 | 1.467%
RO-G62 | Granville | Granville_RO-G62 | 20.1911 | 20.97% | 0.71958
3311 | Groton | Groton_3311 | 7.0048 | 26.22%
83G1 | Groton | Groton_83G1 | 9.8257 | 58.96% | 1.4007
GM-G62 | Guildhall | Guildhall_GM-G62 | 4.432 | 4.881% | -0.013052
56G1 | Guilford | Guilford_56G1 | 11.1038 | 5.55% | 0.70348
57G1 | Guilford | Guilford_57G1 | 25.4538 | 39.35% | 2.2197
BS-G32 | Guilford | Guilford_BS-G32 | 14.2176 | 11.23% | 2.9332
BS-G33 | Guilford | Guilford_BS-G33 | 0.51702 | 11.41%
VR-G58 | Guilford | Guilford_VR-G58 | 43.4143 | 84.33% | 8.4238
56G1 | Halifax | Halifax_56G1 | 75.273 | 37.62% | 4.7689
56G1-1 | Halifax | Halifax_56G1-1 | 0.017922 | 0.0355%
EM-G76 | Hancock | Hancock_EM-G76 | 0.62451 | 0.864% | 0.0084247
RO-G62 | Hancock | Hancock_RO-G62 | 14.9159 | 15.49% | 0.53158
3319 | Hardwick | Hardwick_3319 | 2.1887 | 20.23%
HD-1 | Hardwick | Hardwick_HD-1 | 0.0049266 | 100%
1302 | Hartford | Hartford_1302 | 2.4226 | 100%
70G1 | Hartford | Hartford_70G1 | 19.2016 | 70.35% | 14.2559
70G2 | Hartford | Hartford_70G2 | 1.8194 | 100% | 20.2651
70G3 | Hartford | Hartford_70G3 | 25.5601 | 100% | 20.2651
71G1 | Hartford | Hartford_71G1 | 23.2735 | 16.23% | 1.047
71G2 | Hartford | Hartford_71G2 | 21.7247 | 100% | 6.4515
71G3 | Hartford | Hartford_71G3 | 22.8802 | 100% | 6.4515
QU-G16 | Hartford | Hartford_QU-G16 | 58.4318 | 50.99% | 0.019106
QU-G17 | Hartford | Hartford_QU-G17 | 2.9382 | 46.63% | 0.017473
TA-G12 | Hartford | Hartford_TA-G12 | 18.3175 | 32.34% | 1.9468
TL106 | Hartford | Hartford_TL106 | 0.032966 | 1.506%
TL107 | Hartford | Hartford_TL107 | 1.3484 | 8.028%
TL109 | Hartford | Hartford_TL109 | 1.462 | 10.54%
TL109B | Hartford | Hartford_TL109B | 0.24558 | 100%
TL111 | Hartford | Hartford_TL111 | 2.7442 | 100%
70G1 | Hartland | Hartland_70G1 | 8.094 | 29.65% | 6.0092
QU-G16 | Hartland | Hartland_QU-G16 | 30.4794 | 26.6% | 0.0099662
QU-G17 | Hartland | Hartland_QU-G17 | 3.3625 | 53.37% | 0.019997
TA-G12 | Hartland | Hartland_TA-G12 | 31.6666 | 55.92% | 3.3656
TL105 | Hartland | Hartland_TL105 | 7.8477 | 74.6%
WI-G31 | Hartland | Hartland_WI-G31 | 44.4508 | 48.7% | 2.5507
WK-G82 | Hartland | Hartland_WK-G82 | 11.8776 | 15.82% | 1.3267
HG-1 | Highgate | Highgate_HG-1 | 0.0070767 | 100%
SD-G10 | Highgate | Highgate_SD-G10 | 1.038 | 1.147% | 0.078111
28G2 | Hinesburg | Hinesburg_28G2 | 60.6835 | 40.25% | 5.3476
28G2-VEC-LR | Hinesburg | Hinesburg_28G2-VEC-LR | 0.0289 | 100% | 7.1376
53G1 | Hinesburg | Hinesburg_53G1 | 8.1893 | 11.1% | 1.6896
BR-G70 | Hubbardton | Hubbardton_BR-G70 | 1.2229 | 4.767% | 0.22261
CA-G37 | Hubbardton | Hubbardton_CA-G37 | 8.5666 | 13.69% | -0.23645
HY-G24 | Hubbardton | Hubbardton_HY-G24 | 5.5971 | 10.63% | -0.0046974
LJ-G13 | Hubbardton | Hubbardton_LJ-G13 | 30.3722 | 21.47% | 0.0081056
51G2 | Huntington | Huntington_51G2 | 15.5274 | 33.52% | 2.2096
HR-G38 | Huntington | Huntington_HR-G38 | 2.9341 | 2.08% | -0.013706
TL36 | Ira | Ira_TL36 | 1.3742 | 6.677%
TL44 | Ira | Ira_TL44 | 1.2418 | 11.95%
WF-G23 | Ira | Ira_WF-G23 | 1.0109 | 0.6166% | 0.03566
WR-G24 | Ira | Ira_WR-G24 | 17.9292 | 26.78% | 0.86381
TL140 | Irasburg | Irasburg_TL140 | 3.3557 | 36.19%
EJ-G7 | Jamaica | Jamaica_EJ-G7 | 49.7525 | 23.64% | 0.53426
LO-G26 | Jamaica | Jamaica_LO-G26 | 0.89576 | 1.078% | 0.077809
RA-G22 | Jamaica | Jamaica_RA-G22 | 23.3891 | 52.97% | 3.1991
RA-G23 | Jamaica | Jamaica_RA-G23 | 1.0023 | 2.38% | 0.14375
SO-G33 | Jamaica | Jamaica_SO-G33 | 5.4599 | 10.39% | 2.653
TL22 | Jamaica | Jamaica_TL22 | 0.16734 | 3.652%
B103 | Jay | Jay_B103 | 0.0050975 | 100%
TLB103 | Jay | Jay_TLB103 | 5.0107 | 28.77%
3334 | Jericho | Jericho_3334 | 2.9617 | 17.95%
33G2 | Jericho | Jericho_33G2 | 5.5263 | 11.75% | 2.052
51G1 | Jericho | Jericho_51G1 | 2.1286 | 14.98% | 0.98737
TL134 | Jericho | Jericho_TL134 | 0.82253 | 9.643%
UH-G21 | Jericho | Jericho_UH-G21 | 1.5538 | 2.721% | 0.11978
UH-G23 | Jericho | Jericho_UH-G23 | 48.9471 | 82.06% | 2.9259
JS-1 | Johnson | Johnson_JS-1 | 0.0059847 | 100%
NH-G16 | Johnson | Johnson_NH-G16 | 0.013256 | 100%
TL131 | Johnson | Johnson_TL131 | 4.5368 | 26.36%
TL131A | Johnson | Johnson_TL131A | 0.1379 | 100%
TL133 | Johnson | Johnson_TL133 | 5.1785 | 27.79%
ME-Y86 | Killington | Killington_ME-Y86 | 28.91 | 73.88% | 20.4332
SB-G91 | Killington | Killington_SB-G91 | 13.8013 | 21.18% | 2.8877
SB-G92 | Killington | Killington_SB-G92 | 1.0848 | 100% | 13.6084
SB-G93 | Killington | Killington_SB-G93 | 11.9037 | 100% | 13.6312
SB-G94 | Killington | Killington_SB-G94 | 27.1875 | 99.01% | 13.4742
SNO-G96 | Killington | Killington_SNO-G96 | 4.9971 | 100% | 12.4394
SNO-G97 | Killington | Killington_SNO-G97 | 7.7572 | 100% | 12.4394
ST-G45 | Killington | Killington_ST-G45 | 0.033821 | 0.04133% | 0.0026314
TL84 | Killington | Killington_TL84 | 4.0219 | 43.35%
BAY-G4 | Kirby | Kirby_BAY-G4 | 13.2647 | 9.266% | -0.010463
BL-G24 | Landgrove | Landgrove_BL-G24 | 0.15612 | 0.418% | 0.055851
LO-G27 | Landgrove | Landgrove_LO-G27 | 18.4852 | 12.8% | 0.92383
RA-G23 | Landgrove | Landgrove_RA-G23 | 0.043602 | 0.1035% | 0.0062533
BR-G58 | Leicester | Leicester_BR-G58 | 8.1785 | 36.97% | 1.2278
BR-G71 | Leicester | Leicester_BR-G71 | 10.6265 | 19.35% | 0.90355
EM-G75 | Leicester | Leicester_EM-G75 | 2.33 | 2.151% | 0.020975
LJ-G12 | Leicester | Leicester_LJ-G12 | 2.1206 | 2.134% | 0.0008058
LJ-G13 | Leicester | Leicester_LJ-G13 | 0.2754 | 0.1946% | 7.3497e-05
SA-G23 | Leicester | Leicester_SA-G23 | 9.1531 | 38.78% | 0.44592
SL-W1 | Leicester | Leicester_SL-W1 | 4.1422 | 50.71% | 0.21285
TL60 | Leicester | Leicester_TL60 | 3.4201 | 12.56%
TL66 | Leicester | Leicester_TL66 | 3.4301 | 55.24%
TL67 | Leicester | Leicester_TL67 | 4.623 | 69.33%
TL68 | Leicester | Leicester_TL68 | 0.0075146 | 4.055%
TL80 | Leicester | Leicester_TL80 | 1.4433 | 9.409%
HR-G37 | Lincoln | Lincoln_HR-G37 | 1.604 | 2.323% | -0.015303
HR-G38 | Lincoln | Lincoln_HR-G38 | 62.6834 | 44.45% | -0.29282
none | Lincoln | Lincoln_none | 0.042545 | 93.74%
LO-G26 | Londonderry | Londonderry_LO-G26 | 25.2074 | 30.33% | 2.1896
LO-G27 | Londonderry | Londonderry_LO-G27 | 41.9698 | 29.05% | 2.0975
RA-G22 | Londonderry | Londonderry_RA-G22 | 0.89437 | 2.026% | 0.12233
RA-G23 | Londonderry | Londonderry_RA-G23 | 31.4972 | 74.8% | 4.5172
TL22 | Londonderry | Londonderry_TL22 | 4.4153 | 96.35%
TL103Y1 | Lowell | Lowell_TL103Y1 | 1.1084 | 100%
TL103Y2 | Lowell | Lowell_TL103Y2 | 6.2429 | 100%
TL133 | Lowell | Lowell_TL133 | 6.1839 | 33.18%
TL140 | Lowell | Lowell_TL140 | 5.9171 | 63.81%
TLB103 | Lowell | Lowell_TLB103 | 5.9313 | 34.06%
CO-G02 | Ludlow | Ludlow_CO-G02 | 0.98907 | 100%
CV-G64 | Ludlow | Ludlow_CV-G64 | 1.7012 | 4.824% | 0.16465
LE-1 | Ludlow | Ludlow_LE-1 | 0.0068708 | 100%
LO-G27 | Ludlow | Ludlow_LO-G27 | 1.9351 | 1.339% | 0.096708
LV-1 | Ludlow | Ludlow_LV-1 | 0.009675 | 100%
SM-G62 | Ludlow | Ludlow_SM-G62 | 50.741 | 98.58% | 13.524
TL58A | Ludlow | Ludlow_TL58A | 3.1857 | 40.47%
TL59 | Ludlow | Ludlow_TL59 | 1.7312 | 34.16%
GM-G62 | Lunenburg | Lunenburg_GM-G62 | 57.9737 | 63.85% | -0.17073
TL118 | Lunenburg | Lunenburg_TL118 | 0.90817 | 6.715%
BA-G71 | Lyndon | Lyndon_BA-G71 | 0.76382 | 0.5495% | 0.015871
DO-G22 | Manchester | Manchester_DO-G22 | 10.5872 | 12.35% | 0.52735
EN-G26 | Manchester | Manchester_EN-G26 | 2.2784 | 1.786% | 0.10152
MC-G12 | Manchester | Manchester_MC-G12 | 36.8243 | 97.59% | 11.3944
MC-G13 | Manchester | Manchester_MC-G13 | 38.6267 | 85.68% | 7.5216
MC-G14 | Manchester | Manchester_MC-G14 | 27.5325 | 46.48% | 5.4272
TL18 | Manchester | Manchester_TL18 | 4.6594 | 45.62%
TL18A | Manchester | Manchester_TL18A | 0.19884 | 100%
WC-1 | Manchester | Manchester_WC-1 | 0.0054988 | 100%
56G1 | Marlboro | Marlboro_56G1 | 17.08 | 8.536% | 1.0821
90G1 | Marlboro | Marlboro_90G1 | 13.6477 | 15.15% | 1.9444
BS-G32 | Marlboro | Marlboro_BS-G32 | 31.3728 | 24.78% | 6.4724
DM-G6 | Marlboro | Marlboro_DM-G6 | 5.5973 | 4.282% | 0.20479
3316 | Marshfield | Marshfield_3316 | 0.55632 | 2.352%
3317 | Marshfield | Marshfield_3317 | 7.1969 | 49.8%
3319 | Marshfield | Marshfield_3319 | 0.60143 | 5.558%
48G2 | Marshfield | Marshfield_48G2 | 39.1967 | 56.94% | 1.9693
6Y2 | Marshfield | Marshfield_6Y2 | 0.69238 | 3.656% | 0.18387
ER-G51 | Mendon | Mendon_ER-G51 | 4.5841 | 16.24% | 0.60863
ER-G52 | Mendon | Mendon_ER-G52 | 7.2503 | 28.46% | 1.0667
ME-G12 | Mendon | Mendon_ME-G12 | 12.6616 | 30.68% | 1.9807
ME-Y86 | Mendon | Mendon_ME-Y86 | 10.2203 | 26.12% | 7.2236
SB-G91 | Mendon | Mendon_SB-G91 | 0.10743 | 0.1649% | 0.022478
SB-G94 | Mendon | Mendon_SB-G94 | 0.073216 | 0.2666% | 0.036286
TL63 | Mendon | Mendon_TL63 | 2.4696 | 82.68%
AGRIMARK | Middlebury | Middlebury_AGRIMARK | 0.0037717 | 100%
EM-G75 | Middlebury | Middlebury_EM-G75 | 21.4264 | 19.78% | 0.19288
EM-G76 | Middlebury | Middlebury_EM-G76 | 32.8684 | 45.47% | 0.4434
HR-G37 | Middlebury | Middlebury_HR-G37 | 0.087543 | 0.1268% | -0.0008352
M-G23 | Middlebury | Middlebury_M-G23 | 6.7752 | 100% | 1.4078
M-G24 | Middlebury | Middlebury_M-G24 | 8.7179 | 45.39% | 0.63895
M-G26 | Middlebury | Middlebury_M-G26 | 6.9913 | 91.07% | 7.9682
M-G27 | Middlebury | Middlebury_M-G27 | 28.0222 | 99.21% | 8.681
TL60 | Middlebury | Middlebury_TL60 | 6.9199 | 25.42%
TL69 | Middlebury | Middlebury_TL69 | 4.1797 | 62.08%
TL71 | Middlebury | Middlebury_TL71 | 1.0272 | 100%
TL72 | Middlebury | Middlebury_TL72 | 0.039405 | 1.023%
TL77 | Middlebury | Middlebury_TL77 | 2.5268 | 100%
TL77A | Middlebury | Middlebury_TL77A | 0.46322 | 100%
27G5 | Middlesex | Middlesex_27G5 | 7.2568 | 20.02% | 2.8015
27G6 | Middlesex | Middlesex_27G6 | 14.4958 | 41.29% | 5.7795
PA-G20 | Middletown Springs | Middletown Springs_PA-G20 | 0.2949 | 0.2893% | -0.00025123
PO-G7 | Middletown Springs | Middletown Springs_PO-G7 | 41.7037 | 46.6% | -0.056708
GI-G70 | Milton | Milton_GI-G70 | 3.6809 | 12.73% | 0.81342
MI-G36 | Milton | Milton_MI-G36 | 51.8401 | 95.28% | 7.3952
MI-G37 | Milton | Milton_MI-G37 | 16.6172 | 100% | 7.7616
TL124 | Milton | Milton_TL124 | 1.52 | 100%
TL126 | Milton | Milton_TL126 | 0.10136 | 100%
TL127 | Milton | Milton_TL127 | 3.4765 | 28.6%
TL127A | Milton | Milton_TL127A | 0.16225 | 100%
WM-G91 | Milton | Milton_WM-G91 | 51.7551 | 69.81% | 0.45148
WM-G92 | Milton | Milton_WM-G92 | 24.966 | 38.05% | 0.24606
28G2 | Monkton | Monkton_28G2 | 3.0834 | 2.045% | 0.27172
45G1 | Monkton | Monkton_45G1 | 44.8035 | 33.76% | 1.6202
HR-G37 | Monkton | Monkton_HR-G37 | 16.4898 | 23.88% | -0.15732
WY-G80 | Monkton | Monkton_WY-G80 | 9.1485 | 10.9% | 0.1541
MG-1 | Montgomery | Montgomery_MG-1 | 0.0044759 | 100%
3304 | Montpelier | Montpelier_3304 | 0.93729 | 13.77%
3310 | Montpelier | Montpelier_3310 | 1.2366 | 3.699%
3317 | Montpelier | Montpelier_3317 | 1.6008 | 11.08%
3325 | Montpelier | Montpelier_3325 | 1.9384 | 51.73%
3326 | Montpelier | Montpelier_3326 | 0.92519 | 21.56%
27G5 | Montpelier | Montpelier_27G5 | 13.2687 | 36.6% | 5.1224
27G6 | Montpelier | Montpelier_27G6 | 9.1532 | 26.07% | 3.6494
27G7 | Montpelier | Montpelier_27G7 | 11.0886 | 57.46% | 8.042
3G1 | Montpelier | Montpelier_3G1 | 10.0847 | 60.67% | 5.2448
3G2 | Montpelier | Montpelier_3G2 | 5.1774 | 40.42% | 3.4944
3G3 | Montpelier | Montpelier_3G3 | 7.0683 | 100% | 8.6443
3303 | Moretown | Moretown_3303 | 2.8838 | 55.67%
3310 | Moretown | Moretown_3310 | 6.838 | 20.45%
3312 | Moretown | Moretown_3312 | 4.5115 | 47.97%
3320 | Moretown | Moretown_3320 | 0.46399 | 100%
3331 | Moretown | Moretown_3331 | 3.8313 | 45.16%
27G6 | Moretown | Moretown_27G6 | 6.7888 | 19.34% | 2.7067
2H2 | Moretown | Moretown_2H2 | 0.054937 | 100% | 5.1632
2H2-WEC | Moretown | Moretown_2H2-WEC | 0.63618 | 100%
54G1 | Moretown | Moretown_54G1 | 1.4665 | 11.66%
60G1 | Moretown | Moretown_60G1 | 0.061284 | 0.2208% | 0.057005
60G3 | Moretown | Moretown_60G3 | 7.8184 | 75.3% | 19.4375
66J1 | Moretown | Moretown_66J1 | 14.9755 | 54.03% | 0.47109
MH-G13 | Mount Holly | Mount Holly_MH-G13 | 89.4028 | 55.17% | 3.2432
TL58 | Mount Holly | Mount Holly_TL58 | 2.6395 | 20.74%
TL58A | Mount Holly | Mount Holly_TL58A | 4.6869 | 59.53%
WF-G23 | Mount Tabor | Mount Tabor_WF-G23 | 7.1316 | 4.35% | 0.25157
9G4 | New Haven | New Haven_9G4 | 11.6212 | 13.21% | -0.30543
EM-G76 | New Haven | New Haven_EM-G76 | 4.6564 | 6.442% | 0.062815
HR-G37 | New Haven | New Haven_HR-G37 | 16.1251 | 23.35% | -0.15384
M-G26 | New Haven | New Haven_M-G26 | 0.68581 | 8.933% | 0.78164
M-G27 | New Haven | New Haven_M-G27 | 0.22225 | 0.7869% | 0.068852
TL60 | New Haven | New Haven_TL60 | 2.1627 | 7.945%
TL73 | New Haven | New Haven_TL73 | 4.8454 | 96.68%
TL74 | New Haven | New Haven_TL74 | 3.4448 | 77.21%
WY-G80 | New Haven | New Haven_WY-G80 | 47.9271 | 57.12% | 0.80731
WY-G81 | New Haven | New Haven_WY-G81 | 5.199 | 3.843% | 0.054318
83G2 | Newbury | Newbury_83G2 | 36.8519 | 57.6% | 1.3684
BF-G62 | Newbury | Newbury_BF-G62 | 3.0854 | 10.45% | 0.45461
NW-G12 | Newbury | Newbury_NW-G12 | 44.9237 | 96.91% | 6.5771
TL110 | Newbury | Newbury_TL110 | 9 | 65.07%
TL113 | Newbury | Newbury_TL113 | 0.090852 | 100%
WE-G13 | Newbury | Newbury_WE-G13 | 19.2775 | 36.27% | 0.65715
BS-G32 | Newfane | Newfane_BS-G32 | 3.0436 | 2.404% | 0.6279
DM-G6 | Newfane | Newfane_DM-G6 | 68.9677 | 52.76% | 2.5234
EJ-G7 | Newfane | Newfane_EJ-G7 | 7.7233 | 3.669% | 0.082935
3310 | Northfield | Northfield_3310 | 8.1919 | 24.5%
3357 | Northfield | Northfield_3357 | 1.2945 | 100%
40G1T | Northfield | Northfield_40G1T | 0.17713 | 0.115%
54G1 | Northfield | Northfield_54G1 | 9.3829 | 74.59%
54G2 | Northfield | Northfield_54G2 | 2.1077 | 100%
54G3 | Northfield | Northfield_54G3 | 40.2602 | 87.29%
54G4 | Northfield | Northfield_54G4 | 14.6612 | 100%
55J1 | Northfield | Northfield_55J1 | 1.522 | 100%
71G1 | Norwich | Norwich_71G1 | 115.4743 | 80.52% | 5.195
QU-G16 | Norwich | Norwich_QU-G16 | 2.751 | 2.401% | 0.00089953
SH-G35 | Norwich | Norwich_SH-G35 | 0.26915 | 0.215% | 0.00093437
TH-G16 | Norwich | Norwich_TH-G16 | 1.2157 | 1.439% | 0.07194
TL109 | Norwich | Norwich_TL109 | 7.7158 | 55.61%
3311 | Orange | Orange_3311 | 6.824 | 25.54%
61G3 | Orange | Orange_61G3 | 5.9848 | 14.91% | 0.33235
CF-G16 | Orwell | Orwell_CF-G16 | 1.5656 | 1.793% | -0.0026468
LJ-G12 | Orwell | Orwell_LJ-G12 | 10.0465 | 10.11% | 0.0038176
LJ-G13 | Orwell | Orwell_LJ-G13 | 63.2209 | 44.68% | 0.016872
9G2 | Panton | Panton_9G2 | 22.4306 | 32.13% | -0.74285
9G4 | Panton | Panton_9G4 | 2.1892 | 2.489% | -0.057537
WY-G81 | Panton | Panton_WY-G81 | 6.4009 | 4.731% | 0.066874
BE-G29 | Pawlet | Pawlet_BE-G29 | 0.020833 | 0.01736% | 0.0004003
DO-G22 | Pawlet | Pawlet_DO-G22 | 0.34446 | 0.4017% | 0.017158
PA-G20 | Pawlet | Pawlet_PA-G20 | 51.9624 | 50.97% | -0.044266
PA-G21 | Pawlet | Pawlet_PA-G21 | 21.3386 | 35.39% | -0.030732
TL48 | Pawlet | Pawlet_TL48 | 0.15 | 1.848%
TL50 | Pawlet | Pawlet_TL50 | 9.8426 | 73.14%
3316 | Peacham | Peacham_3316 | 2.632 | 11.13%
14G1 | Peacham | Peacham_14G1 | 24.1483 | 37.43% | 2.1827
48G2 | Peacham | Peacham_48G2 | 4.7524 | 6.904% | 0.23876
BA-G71 | Peacham | Peacham_BA-G71 | 2.565 | 1.845% | 0.053297
BL-G24 | Peru | Peru_BL-G24 | 34.092 | 91.28% | 12.1965
BL-G25 | Peru | Peru_BL-G25 | 3.5409 | 93% | 12.4267
LO-G27 | Peru | Peru_LO-G27 | 2.1072 | 1.459% | 0.10531
RA-G23 | Peru | Peru_RA-G23 | 1.5177 | 3.604% | 0.21766
RO-G62 | Pittsfield | Pittsfield_RO-G62 | 1.2144 | 1.261% | 0.043278
ST-G45 | Pittsfield | Pittsfield_ST-G45 | 26.6325 | 32.55% | 2.0721
AP-G10 | Pittsford | Pittsford_AP-G10 | 34.6003 | 96.61% | 1.0539
AP-G11 | Pittsford | Pittsford_AP-G11 | 19.9006 | 46.12% | 0.50314
ME-G12 | Pittsford | Pittsford_ME-G12 | 1.007 | 2.44% | 0.15753
NR-G33 | Pittsford | Pittsford_NR-G33 | 16.9712 | 43.36% | 1.2107
OV-G7 | Pittsford | Pittsford_OV-G7 | 1.4543 | 7.541% | 0.064248
PM-J14 | Pittsford | Pittsford_PM-J14 | 1.0582 | 28.34% | 1.8914
TL | Pittsford | Pittsford_TL | 0.12979 | 86.57%
TL37 | Pittsford | Pittsford_TL37 | 2.1436 | 28.72%
TL60 | Pittsford | Pittsford_TL60 | 3.5468 | 13.03%
TL61 | Pittsford | Pittsford_TL61 | 0.48583 | 100%
TL62 | Pittsford | Pittsford_TL62 | 1.7001 | 36.21%
TL65 | Pittsford | Pittsford_TL65 | 6.6741 | 56.45%
WR-G24 | Pittsford | Pittsford_WR-G24 | 3.929 | 5.868% | 0.18929
37G3 | Plainfield | Plainfield_37G3 | 1.0065 | 2.501% | 0.12459
48G1 | Plainfield | Plainfield_48G1 | 2.1784 | 10.15% | 0.35096
48G2 | Plainfield | Plainfield_48G2 | 7.5484 | 10.97% | 0.37924
CV-G64 | Plymouth | Plymouth_CV-G64 | 9.357 | 26.53% | 0.90564
LUD-01 | Plymouth | Plymouth_LUD-01 | 0.60128 | 100%
MH-G13 | Plymouth | Plymouth_MH-G13 | 1.0521 | 0.6492% | 0.038165
SB-G91 | Plymouth | Plymouth_SB-G91 | 39.4821 | 60.6% | 8.261
WK-G83 | Plymouth | Plymouth_WK-G83 | 9.2668 | 11.11% | 1.4226
EB-Y38 | Pomfret | Pomfret_EB-Y38 | 8.0206 | 27.8% | 6.0354
QU-G16 | Pomfret | Pomfret_QU-G16 | 19.8215 | 17.3% | 0.0064812
SH-G35 | Pomfret | Pomfret_SH-G35 | 1.0913 | 0.8716% | 0.0037886
TA-G12 | Pomfret | Pomfret_TA-G12 | 3.8517 | 6.801% | 0.40937
TL107 | Pomfret | Pomfret_TL107 | 7.2785 | 43.33%
WK-G81 | Pomfret | Pomfret_WK-G81 | 41.6617 | 30.92% | 2.5931
CA-G37 | Poultney | Poultney_CA-G37 | 6.9571 | 11.12% | -0.19203
HY-G24 | Poultney | Poultney_HY-G24 | 1.4259 | 2.708% | -0.0011967
PA-G20 | Poultney | Poultney_PA-G20 | 1.2729 | 1.249% | -0.0010844
PO-G27 | Poultney | Poultney_PO-G27 | 18.0157 | 94.14% | -0.11456
PO-G7 | Poultney | Poultney_PO-G7 | 44.0315 | 49.2% | -0.059873
PO-J31 | Poultney | Poultney_PO-J31 | 11.4216 | 100% | 2.4938
SP-J1 | Poultney | Poultney_SP-J1 | 7.4388 | 68.17% | 1.1285
TL47 | Poultney | Poultney_TL47 | 3.6725 | 100%
TL47A | Poultney | Poultney_TL47A | 0.83064 | 40.22%
TL48 | Poultney | Poultney_TL48 | 4.115 | 50.71%
TL49 | Poultney | Poultney_TL49 | 0.87618 | 100%
PN-G45 | Pownal | Pownal_PN-G45 | 41.5339 | 100% | 0.69253
PN-G46 | Pownal | Pownal_PN-G46 | 40.6964 | 94.17% | 0.65214
SN-G40 | Pownal | Pownal_SN-G40 | 12.2752 | 38.95% | 2.3232
TL7 | Pownal | Pownal_TL7 | 2.4537 | 43.57%
TL8 | Pownal | Pownal_TL8 | 2.5555 | 100%
WO-G92 | Pownal | Pownal_WO-G92 | 1.086 | 2.103% | 0.20333
AP-G10 | Proctor | Proctor_AP-G10 | 1.0572 | 2.952% | 0.032203
GT-G49 | Proctor | Proctor_GT-G49 | 1.3992 | 11.08% | 0.60507
PM-J14 | Proctor | Proctor_PM-J14 | 2.6761 | 71.66% | 4.7832
PM-J15 | Proctor | Proctor_PM-J15 | 11.434 | 100% | 6.6745
TL37 | Proctor | Proctor_TL37 | 1.2924 | 17.32%
TL38 | Proctor | Proctor_TL38 | 1.4263 | 77.64%
6673 | Putney | Putney_6673 | 0.30536 | 100%
69G1 | Putney | Putney_69G1 | 45.7693 | 42.77%
69G2 | Putney | Putney_69G2 | 32.5184 | 82.86%
69G3 | Putney | Putney_69G3 | 1.0869 | 100%
40G1T | Randolph | Randolph_40G1T | 52.4561 | 34.05%
BE-G29 | Randolph | Randolph_BE-G29 | 28.217 | 23.52% | 0.54217
PS-G41 | Randolph | Randolph_PS-G41 | 0.029305 | 100% | 6.5941
PS-G42 | Randolph | Randolph_PS-G42 | 0.038848 | 100% | 6.5941
PS-G43 | Randolph | Randolph_PS-G43 | 0.049128 | 100% | 6.5941
RC-G51 | Randolph | Randolph_RC-G51 | 42.1552 | 51.76% | 2.7054
RD-G33 | Randolph | Randolph_RD-G33 | 4.9219 | 92.36% | 6.3655
TL85 | Randolph | Randolph_TL85 | 1.1328 | 17.23%
TL85A | Randolph | Randolph_TL85A | 1.4394 | 92.54%
TL88 | Randolph | Randolph_TL88 | 0.32522 | 100%
TL89 | Randolph | Randolph_TL89 | 6.3823 | 61.95%
WI-1 | Randolph | Randolph_WI-1 | 0.0071447 | 100%
BV-G44 | Reading | Reading_BV-G44 | 40.476 | 53.11% | 2.5454
CV-G64 | Reading | Reading_CV-G64 | 3.4977 | 9.918% | 0.33854
WK-G82 | Reading | Reading_WK-G82 | 0.14766 | 0.1967% | 0.016494
WK-G83 | Reading | Reading_WK-G83 | 0.48342 | 0.5795% | 0.074212
72G1 | Readsboro | Readsboro_72G1 | 9.6088 | 23.32% | 9.6518
HS-W66 | Readsboro | Readsboro_HS-W66 | 37.3688 | 97.29% | 40.4258
3334 | Richmond | Richmond_3334 | 5.9457 | 36.03%
33G2 | Richmond | Richmond_33G2 | 0.69577 | 1.479% | 0.25835
41G1 | Richmond | Richmond_41G1 | 10.044 | 34.32% | 3.3745
51G1 | Richmond | Richmond_51G1 | 7.8457 | 55.21% | 3.6393
51G2 | Richmond | Richmond_51G2 | 30.7975 | 66.48% | 4.3825
EM-G76 | Ripton | Ripton_EM-G76 | 32.4356 | 44.87% | 0.43756
HR-G38 | Ripton | Ripton_HR-G38 | 2.6808 | 1.901% | -0.012523
40G1T | Rochester | Rochester_40G1T | 2.7917 | 1.812%
RO-G62 | Rochester | Rochester_RO-G62 | 59.1951 | 61.49% | 2.1096
TL80 | Rochester | Rochester_TL80 | 8.1808 | 53.33%
TL81 | Rochester | Rochester_TL81 | 1.2793 | 100%
TL83 | Rochester | Rochester_TL83 | 0.11203 | 1.409%
67G1 | Rockingham | Rockingham_67G1 | 7.2944 | 58.47% | 7.2551
67G2 | Rockingham | Rockingham_67G2 | 1.5672 | 32.05% | 3.9775
67G3 | Rockingham | Rockingham_67G3 | 47.335 | 99.6% | 12.3598
74G1 | Rockingham | Rockingham_74G1 | 27.8706 | 56.79% | 4.4544
CH-G11 | Rockingham | Rockingham_CH-G11 | 11.6222 | 8.766% | 0.45931
SS-G36 | Rockingham | Rockingham_SS-G36 | 0.54281 | 2.518% | 0.26927
40G1T | Roxbury | Roxbury_40G1T | 25.0014 | 16.23%
54G3 | Roxbury | Roxbury_54G3 | 5.8619 | 12.71%
BE-G28 | Royalton | Royalton_BE-G28 | 10.7566 | 15.61% | 0.35987
BE-G29 | Royalton | Royalton_BE-G29 | 67.878 | 56.57% | 1.3042
CS-G34 | Royalton | Royalton_CS-G34 | 7.3025 | 12.56% | 0.19936
EB-Y38 | Royalton | Royalton_EB-Y38 | 6.4782 | 22.45% | 4.8748
SH-G35 | Royalton | Royalton_SH-G35 | 4.0359 | 3.223% | 0.014011
TL107 | Royalton | Royalton_TL107 | 4.7687 | 28.39%
TL83 | Royalton | Royalton_TL83 | 0.38341 | 4.823%
TL85 | Royalton | Royalton_TL85 | 0.29393 | 4.47%
WK-G81 | Royalton | Royalton_WK-G81 | 1.1517 | 0.8548% | 0.071686
DO-G22 | Rupert | Rupert_DO-G22 | 12.6794 | 14.79% | 0.63156
PA-G20 | Rupert | Rupert_PA-G20 | 0.64355 | 0.6313% | -0.00054824
PA-G21 | Rupert | Rupert_PA-G21 | 35.9537 | 59.63% | -0.05178
TL50 | Rupert | Rupert_TL50 | 2.5084 | 18.64%
ER-G51 | Rutland City | Rutland City_ER-G51 | 7.3381 | 25.99% | 0.97428
ER-G52 | Rutland City | Rutland City_ER-G52 | 9.9273 | 38.97% | 1.4606
ER-G53 | Rutland City | Rutland City_ER-G53 | 8.6169 | 100% | 3.7483
GT-G47 | Rutland City | Rutland City_GT-G47 | 7.6277 | 40.17% | 1.8298
GT-G48 | Rutland City | Rutland City_GT-G48 | 1.989 | 100% | 4.5554
GT-G49 | Rutland City | Rutland City_GT-G49 | 3.6933 | 29.24% | 1.5972
LA-G61 | Rutland City | Rutland City_LA-G61 | 6.7685 | 100% | 13.1925
LA-G62 | Rutland City | Rutland City_LA-G62 | 4.2721 | 100% | 13.1925
NR-G34 | Rutland City | Rutland City_NR-G34 | 19.3723 | 75.95% | 2.1205
SR-G70 | Rutland City | Rutland City_SR-G70 | 4.4139 | 95.62% | 3.981
SR-G72 | Rutland City | Rutland City_SR-G72 | 0.067517 | 0.1445% | 0.004153
SR-G73 | Rutland City | Rutland City_SR-G73 | 6.1413 | 89.46% | 2.5715
TL40 | Rutland City | Rutland City_TL40 | 1.9254 | 59.66%
TL41 | Rutland City | Rutland City_TL41 | 1.4229 | 55.51%
TL42 | Rutland City | Rutland City_TL42 | 1.1549 | 23.03%
TL43 | Rutland City | Rutland City_TL43 | 0.71614 | 22.11%
TL52 | Rutland City | Rutland City_TL52 | 0.38721 | 100%
TL52A | Rutland City | Rutland City_TL52A | 0.1695 | 100%
TL53 | Rutland City | Rutland City_TL53 | 1.5007 | 25.69%
TL54 | Rutland City | Rutland City_TL54 | 0.009279 | 0.1989%
TL55 | Rutland City | Rutland City_TL55 | 0.51184 | 96.14%
ER-G51 | Rutland Town | Rutland Town_ER-G51 | 16.3093 | 57.77% | 2.1654
ER-G52 | Rutland Town | Rutland Town_ER-G52 | 8.2984 | 32.57% | 1.221
GT-G47 | Rutland Town | Rutland Town_GT-G47 | 5.059 | 26.64% | 1.2136
GT-G49 | Rutland Town | Rutland Town_GT-G49 | 7.0523 | 55.82% | 3.0498
ME-G12 | Rutland Town | Rutland Town_ME-G12 | 3.5453 | 8.59% | 0.55459
NR-G33 | Rutland Town | Rutland Town_NR-G33 | 22.1645 | 56.64% | 1.5812
NR-G34 | Rutland Town | Rutland Town_NR-G34 | 6.1335 | 24.05% | 0.67138
SR-G70 | Rutland Town | Rutland Town_SR-G70 | 0.2024 | 4.384% | 0.18255
SR-G71 | Rutland Town | Rutland Town_SR-G71 | 6.2674 | 20.1% | 0.83671
SR-G72 | Rutland Town | Rutland Town_SR-G72 | 5.1402 | 11% | 0.31618
SR-G73 | Rutland Town | Rutland Town_SR-G73 | 0.72365 | 10.54% | 0.30301
TL40 | Rutland Town | Rutland Town_TL40 | 1.3019 | 40.34%
TL41 | Rutland Town | Rutland Town_TL41 | 1.1402 | 44.49%
TL42 | Rutland Town | Rutland Town_TL42 | 2.5671 | 51.19%
TL43 | Rutland Town | Rutland Town_TL43 | 1.2293 | 37.96%
TL53 | Rutland Town | Rutland Town_TL53 | 1.2392 | 21.22%
TL53A | Rutland Town | Rutland Town_TL53A | 0.15306 | 18.18%
TL54 | Rutland Town | Rutland Town_TL54 | 4.6569 | 99.8%
TL55 | Rutland Town | Rutland Town_TL55 | 0.020574 | 3.864%
TL56 | Rutland Town | Rutland Town_TL56 | 1.9087 | 71.21%
TL62 | Rutland Town | Rutland Town_TL62 | 2.8672 | 61.07%
TL63 | Rutland Town | Rutland Town_TL63 | 0.51749 | 17.32%
3311 | Ryegate | Ryegate_3311 | 8.4063 | 31.46%
3324 | Ryegate | Ryegate_3324 | 3.8868 | 87.19%
14G1 | Ryegate | Ryegate_14G1 | 0.42826 | 0.6638% | 0.038709
14G2 | Ryegate | Ryegate_14G2 | 4.7557 | 27.04% | 1.5766
83G1 | Ryegate | Ryegate_83G1 | 6.8389 | 41.04% | 0.97491
83G2 | Ryegate | Ryegate_83G2 | 12.7449 | 19.92% | 0.47326
85G2 | Ryegate | Ryegate_85G2 | 0.040015 | 100% | 3.5784
85Y5 | Ryegate | Ryegate_85Y5 | 0.038731 | 100%
TL112 | Ryegate | Ryegate_TL112 | 0.025645 | 100%
WE-G13 | Ryegate | Ryegate_WE-G13 | 33.8768 | 63.73% | 1.1548
EM-G75 | Salisbury | Salisbury_EM-G75 | 30.9631 | 28.59% | 0.27873
EM-G76 | Salisbury | Salisbury_EM-G76 | 1.6955 | 2.346% | 0.022873
SA-G23 | Salisbury | Salisbury_SA-G23 | 14.4505 | 61.22% | 0.704
SL-W1 | Salisbury | Salisbury_SL-W1 | 4.0264 | 49.29% | 0.2069
TL60 | Salisbury | Salisbury_TL60 | 4.5454 | 16.7%
TL66 | Salisbury | Salisbury_TL66 | 0.04484 | 0.7221%
TL67 | Salisbury | Salisbury_TL67 | 2.0449 | 30.67%
TL68 | Salisbury | Salisbury_TL68 | 0.17779 | 95.94%
TL69 | Salisbury | Salisbury_TL69 | 2.5531 | 37.92%
TL78 | Salisbury | Salisbury_TL78 | 1.9188 | 100%
TL79 | Salisbury | Salisbury_TL79 | 3.0756 | 100%
TL80 | Salisbury | Salisbury_TL80 | 0.78924 | 5.145%
EN-G26 | Sandgate | Sandgate_EN-G26 | 31.9011 | 25% | 1.4214
PA-G21 | Sandgate | Sandgate_PA-G21 | 3.0056 | 4.985% | -0.0043286
6670 | Searsburg | Searsburg_6670 | 1.4287 | 100%
56G2 | Searsburg | Searsburg_56G2 | 12.358 | 26.33% | 3.3375
92G1 | Searsburg | Searsburg_92G1 | 2.3659 | 100% | 7
TL6 | Searsburg | Searsburg_TL6 | 1.8162 | 16.43%
WO-G92 | Searsburg | Searsburg_WO-G92 | 0.018375 | 0.03558% | 0.0034404
EN-G26 | Shaftsbury | Shaftsbury_EN-G26 | 0.16444 | 0.1289% | 0.007327
MS-G50 | Shaftsbury | Shaftsbury_MS-G50 | 0.39973 | 1.677% | 0.15614
NB-G72 | Shaftsbury | Shaftsbury_NB-G72 | 8.6126 | 43.53% | 5.4316
SF-G20 | Shaftsbury | Shaftsbury_SF-G20 | 95.1068 | 92.54% | 2.2619
TL15 | Shaftsbury | Shaftsbury_TL15 | 6.9814 | 56.91%
71G1 | Sharon | Sharon_71G1 | 2.4836 | 1.732% | 0.11173
BE-G29 | Sharon | Sharon_BE-G29 | 0.26834 | 0.2236% | 0.0051559
EB-Y38 | Sharon | Sharon_EB-Y38 | 4.8024 | 16.64% | 3.6137
QU-G16 | Sharon | Sharon_QU-G16 | 3.1105 | 2.714% | 0.0010171
SH-G35 | Sharon | Sharon_SH-G35 | 61.0519 | 48.76% | 0.21195
53G1 | Shelburne | Shelburne_53G1 | 51.5873 | 69.95% | 10.6436
53G2 | Shelburne | Shelburne_53G2 | 28.6555 | 96.33% | 18.541
53G3 | Shelburne | Shelburne_53G3 | 43.6244 | 97.21% | 18.3437
78G2 | Shelburne | Shelburne_78G2 | 0.13003 | 0.3266% | 0.0633
SD-G10 | Sheldon | Sheldon_SD-G10 | 29.5771 | 32.67% | 2.2257
TL | Sheldon | Sheldon_TL | 0.02014 | 13.43%
TL137 | Sheldon | Sheldon_TL137 | 2.3115 | 31.99%
TL137 | Sheldon | Sheldon_TL137 | 0.02014 | 0.2787%
EM-G75 | Shoreham | Shoreham_EM-G75 | 9.3072 | 8.592% | 0.083783
LJ-G12 | Shoreham | Shoreham_LJ-G12 | 66.6926 | 67.11% | 0.025342
LJ-G13 | Shoreham | Shoreham_LJ-G13 | 0.1924 | 0.136% | 5.1347e-05
MH-G13 | Shrewsbury | Shrewsbury_MH-G13 | 46.4762 | 28.68% | 1.686
SR-G71 | Shrewsbury | Shrewsbury_SR-G71 | 17.9463 | 57.54% | 2.3959
SR-G72 | Shrewsbury | Shrewsbury_SR-G72 | 3.3818 | 7.237% | 0.20802
TL58 | Shrewsbury | Shrewsbury_TL58 | 1.2181 | 9.573%
WF-G23 | Shrewsbury | Shrewsbury_WF-G23 | 0.11251 | 0.06863% | 0.0039688
3307 | South Burlington | South Burlington_3307 | 1.5588 | 46.81%
3308 | South Burlington | South Burlington_3308 | 1.5538 | 48.68%
3314 | South Burlington | South Burlington_3314 | 2.2006 | 61.97%
3330 | South Burlington | South Burlington_3330 | 0.73922 | 26.3%
3332 | South Burlington | South Burlington_3332 | 4.8417 | 90.74%
3340 | South Burlington | South Burlington_3340 | 0.089541 | 100%
19G3 | South Burlington | South Burlington_19G3 | 3.1745 | 13.56% | 0.69342
32G4 | South Burlington | South Burlington_32G4 | 7.6412 | 100% | 17.7805
32G7 | South Burlington | South Burlington_32G7 | 12.4877 | 90.74% | 16.1347
32G8 | South Burlington | South Burlington_32G8 | 10.0056 | 100% | 17.7805
32Y5 | South Burlington | South Burlington_32Y5 | 1.1571 | 100% | 17.7805
32Y6 | South Burlington | South Burlington_32Y6 | 0.67668 | 100% | 17.7805
43G1 | South Burlington | South Burlington_43G1 | 1.4671 | 100% | 6.747
43G2 | South Burlington | South Burlington_43G2 | 0.35378 | 2.985% | 0.20139
43G3 | South Burlington | South Burlington_43G3 | 17.8428 | 74.78% | 5.0454
43G4 | South Burlington | South Burlington_43G4 | 0.50059 | 25.44% | 1.7166
44G2 | South Burlington | South Burlington_44G2 | 12.6534 | 99.55% | 12.4791
53G2 | South Burlington | South Burlington_53G2 | 1.0918 | 3.67% | 0.70641
53G3 | South Burlington | South Burlington_53G3 | 1.2521 | 2.79% | 0.52651
78G1 | South Burlington | South Burlington_78G1 | 7.2857 | 100% | 19.3804
78G2 | South Burlington | South Burlington_78G2 | 39.6824 | 99.67% | 19.3171
78G3 | South Burlington | South Burlington_78G3 | 11.8832 | 100% | 19.3804
78G4 | South Burlington | South Burlington_78G4 | 7.9066 | 100% | 19.3804
79G1 | South Burlington | South Burlington_79G1 | 2.9832 | 86.87%
79G2 | South Burlington | South Burlington_79G2 | 4.7057 | 100%
79G3 | South Burlington | South Burlington_79G3 | 2.6575 | 100% | 1.5
67G3 | Springfield | Springfield_67G3 | 0.18861 | 0.3969% | 0.04925
CH-G11 | Springfield | Springfield_CH-G11 | 7.013 | 5.29% | 0.27716
FG-G1 | Springfield | Springfield_FG-G1 | 0.43651 | 100%
NS-G63 | Springfield | Springfield_NS-G63 | 17.1045 | 23.79% | 0.9109
RI-G66 | Springfield | Springfield_RI-G66 | 35.5669 | 75.26% | 8.3406
RI-G68 | Springfield | Springfield_RI-G68 | 26.6274 | 91.63% | 10.1547
SS-G36 | Springfield | Springfield_SS-G36 | 21.0111 | 97.48% | 10.4229
SS-G37 | Springfield | Springfield_SS-G37 | 40.0182 | 94.31% | 10.084
TL95 | Springfield | Springfield_TL95 | 0.69131 | 100%
TL96 | Springfield | Springfield_TL96 | 0.36434 | 100%
TL97 | Springfield | Springfield_TL97 | 0.23622 | 100%
TL98 | Springfield | Springfield_TL98 | 2.6744 | 31.08%
TL99 | Springfield | Springfield_TL99 | 4.8381 | 100%
EA-G51 | St. Albans City | St. Albans City_EA-G51 | 5.406 | 40.64% | 4.0802
EA-G52 | St. Albans City | St. Albans City_EA-G52 | 5.4832 | 15.89% | 1.5952
FD-1 | St. Albans City | St. Albans City_FD-1 | 0.0059907 | 100%
NA-G26 | St. Albans City | St. Albans City_NA-G26 | 2.8431 | 9.337% | 0.63757
NA-G27 | St. Albans City | St. Albans City_NA-G27 | 4.7989 | 85.41% | 5.832
NE-G16 | St. Albans City | St. Albans City_NE-G16 | 1.7511 | 2.388% | 0.13504
NE-G17 | St. Albans City | St. Albans City_NE-G17 | 4.9442 | 82.33% | 4.6563
TL128 | St. Albans City | St. Albans City_TL128 | 0.2795 | 2.159%
TL135 | St. Albans City | St. Albans City_TL135 | 0.28995 | 4.961%
TL136 | St. Albans City | St. Albans City_TL136 | 0.084923 | 1.791%
TL136A | St. Albans City | St. Albans City_TL136A | 0.55133 | 82.68%
TL139 | St. Albans City | St. Albans City_TL139 | 0.26554 | 56.58%
BJ01 | St. Albans Town | St. Albans Town_BJ01 | 0.079012 | 100% | 14
BJ-1 | St. Albans Town | St. Albans Town_BJ-1 | 0.0056926 | 100% | 14
EA-G51 | St. Albans Town | St. Albans Town_EA-G51 | 7.8956 | 59.36% | 5.9593
EA-G52 | St. Albans Town | St. Albans Town_EA-G52 | 17.5737 | 50.93% | 5.1126
ER-1 | St. Albans Town | St. Albans Town_ER-1 | 0.0072657 | 100%
ER-2 | St. Albans Town | St. Albans Town_ER-2 | 0.0040978 | 100%
NA-G26 | St. Albans Town | St. Albans Town_NA-G26 | 19.4669 | 63.93% | 4.3655
NA-G27 | St. Albans Town | St. Albans Town_NA-G27 | 0.82006 | 14.59% | 0.99662
NE-G16 | St. Albans Town | St. Albans Town_NE-G16 | 56.5423 | 77.1% | 4.3602
NE-G17 | St. Albans Town | St. Albans Town_NE-G17 | 1.0609 | 17.67% | 0.99908
none | St. Albans Town | St. Albans Town_none | 0.002841 | 6.26%
TL127 | St. Albans Town | St. Albans Town_TL127 | 1.7428 | 14.34%
TL128 | St. Albans Town | St. Albans Town_TL128 | 2.5265 | 19.52%
TL135 | St. Albans Town | St. Albans Town_TL135 | 5.5545 | 95.04%
TL136 | St. Albans Town | St. Albans Town_TL136 | 4.6562 | 98.21%
TL136A | St. Albans Town | St. Albans Town_TL136A | 0.11549 | 17.32%
TL137 | St. Albans Town | St. Albans Town_TL137 | 1.0604 | 14.67%
TL138 | St. Albans Town | St. Albans Town_TL138 | 0.54907 | 100%
TL139 | St. Albans Town | St. Albans Town_TL139 | 0.20376 | 43.42%
TL28 | St. Albans Town | St. Albans Town_TL28 | 0.011478 | 100%
BA-G71 | St. Johnsbury | St. Johnsbury_BA-G71 | 23.8534 | 17.16% | 0.49565
BA-G72 | St. Johnsbury | St. Johnsbury_BA-G72 | 17.2926 | 100% | 2.8883
BAY-G3 | St. Johnsbury | St. Johnsbury_BAY-G3 | 14.0233 | 100% | -0.11291
BAY-G4 | St. Johnsbury | St. Johnsbury_BAY-G4 | 22.943 | 16.03% | -0.018097
BAY-G5 | St. Johnsbury | St. Johnsbury_BAY-G5 | 7.047 | 18.14% | -0.02048
BAY-G6 | St. Johnsbury | St. Johnsbury_BAY-G6 | 3.2418 | 100% | -0.11291
FBK-1 | St. Johnsbury | St. Johnsbury_FBK-1 | 0.0055103 | 100%
SJ-G63 | St. Johnsbury | St. Johnsbury_SJ-G63 | 15.3016 | 100% | 12.2999
SJ-G64 | St. Johnsbury | St. Johnsbury_SJ-G64 | 3.5499 | 100% | 12.2999
TL118 | St. Johnsbury | St. Johnsbury_TL118 | 0.40159 | 2.97%
TL119 | St. Johnsbury | St. Johnsbury_TL119 | 0.045204 | 100%
TL121 | St. Johnsbury | St. Johnsbury_TL121 | 1.2066 | 100%
72G1 | Stamford | Stamford_72G1 | 31.5933 | 76.68% | 31.7348
28G2 | Starksboro | Starksboro_28G2 | 1.8855 | 1.251% | 0.16616
45G1 | Starksboro | Starksboro_45G1 | 14.3921 | 10.85% | 0.52046
HR-G38 | Starksboro | Starksboro_HR-G38 | 34.5657 | 24.51% | -0.16147
BE-G28 | Stockbridge | Stockbridge_BE-G28 | 1.0953 | 1.589% | 0.036644
RO-G62 | Stockbridge | Stockbridge_RO-G62 | 0.58924 | 0.6121% | 0.021
SB-G94 | Stockbridge | Stockbridge_SB-G94 | 0.19769 | 0.7199% | 0.097973
ST-G45 | Stockbridge | Stockbridge_ST-G45 | 45.3281 | 55.39% | 3.5266
TL83 | Stockbridge | Stockbridge_TL83 | 3.8932 | 48.97%
TL84 | Stockbridge | Stockbridge_TL84 | 5.2557 | 56.65%
3313 | Stowe | Stowe_3313 | 2.6434 | 30.17%
47G2 | Stowe | Stowe_47G2 | 5.4481 | 11.68% | 1.3244
EL-G40 | Strafford | Strafford_EL-G40 | 11.5649 | 14.06% | 0.16211
SH-G35 | Strafford | Strafford_SH-G35 | 58.7633 | 46.93% | 0.204
TH-G16 | Strafford | Strafford_TH-G16 | 1.8097 | 2.143% | 0.10709
90G2 | Stratton | Stratton_90G2 | 1.9059 | 7.783% | 1.7469
EJ-G7 | Stratton | Stratton_EJ-G7 | 21.6805 | 10.3% | 0.23281
SO-G32 | Stratton | Stratton_SO-G32 | 9.9192 | 86.27% | 22.0261
SO-G33 | Stratton | Stratton_SO-G33 | 4.8749 | 9.278% | 2.3687
SO-G34 | Stratton | Stratton_SO-G34 | 3.8746 | 46.71% | 11.9261
SO-G35 | Stratton | Stratton_SO-G35 | 0.26345 | 21.72% | 6.0828
BR-G70 | Sudbury | Sudbury_BR-G70 | 0.36394 | 1.419% | 0.066248
LJ-G13 | Sudbury | Sudbury_LJ-G13 | 34.8718 | 24.65% | 0.0093064
EN-G26 | Sunderland | Sunderland_EN-G26 | 33.3505 | 26.14% | 1.486
MC-G12 | Sunderland | Sunderland_MC-G12 | 0.90832 | 2.407% | 0.28106
TL18 | Sunderland | Sunderland_TL18 | 5.059 | 49.54%
NE-G16 | Swanton | Swanton_NE-G16 | 15.045 | 20.51% | 1.1602
SD-G10 | Swanton | Swanton_SD-G10 | 7.1028 | 7.846% | 0.53449
TL137 | Swanton | Swanton_TL137 | 3.8348 | 53.06%
71G1 | Thetford | Thetford_71G1 | 2.1718 | 1.514% | 0.097706
EL-G40 | Thetford | Thetford_EL-G40 | 16.77 | 20.38% | 0.23507
EL-G41 | Thetford | Thetford_EL-G41 | 4.517 | 15.99% | 0.18441
TH-G16 | Thetford | Thetford_TH-G16 | 81.4338 | 96.42% | 4.8188
TL09 | Thetford | Thetford_TL09 | 0.013755 | 100%
TL109 | Thetford | Thetford_TL109 | 4.6973 | 33.85%
PA-G20 | Tinmouth | Tinmouth_PA-G20 | 1.5359 | 1.507% | -0.0013084
PO-G7 | Tinmouth | Tinmouth_PO-G7 | 2.7388 | 3.06% | -0.0037242
SR-G72 | Tinmouth | Tinmouth_SR-G72 | 1.8261 | 3.908% | 0.11232
TL36 | Tinmouth | Tinmouth_TL36 | 6.825 | 33.16%
WF-G23 | Tinmouth | Tinmouth_WF-G23 | 31.2249 | 19.05% | 1.1015
3311 | Topsham | Topsham_3311 | 2.1506 | 8.049%
83G2 | Topsham | Topsham_83G2 | 6.2384 | 9.751% | 0.23165
WEC-4 | Topsham | Topsham_WEC-4 | 0.0034856 | 100%
CH-G11 | Townshend | Townshend_CH-G11 | 4.4128 | 3.328% | 0.1744
EJ-G7 | Townshend | Townshend_EJ-G7 | 61.5046 | 29.22% | 0.66046
LO-G26 | Townshend | Townshend_LO-G26 | 1.6678 | 2.007% | 0.14487
BE-G29 | Tunbridge | Tunbridge_BE-G29 | 9.7322 | 8.111% | 0.187
CS-G34 | Tunbridge | Tunbridge_CS-G34 | 38.3243 | 65.94% | 1.0462
TL89 | Tunbridge | Tunbridge_TL89 | 3.4012 | 33.02%
TL134 | Underhill | Underhill_TL134 | 4.0588 | 47.58%
UH-1 | Underhill | Underhill_UH-1 | 0.004187 | 100%
UH-G21 | Underhill | Underhill_UH-G21 | 48.9536 | 85.73% | 3.7736
3322 | Vergennes | Vergennes_3322 | 1.017 | 55.16%
9G2 | Vergennes | Vergennes_9G2 | 1.4318 | 2.051% | -0.047419
9G3 | Vergennes | Vergennes_9G3 | 0.30401 | 100% | -2.3118
9G4 | Vergennes | Vergennes_9G4 | 16.2907 | 18.52% | -0.42815
57G1 | Vernon | Vernon_57G1 | 39.2367 | 60.65% | 3.4217
VR-G57 | Vernon | Vernon_VR-G57 | 2.3401 | 55.93% | 5.5865
VR-G58 | Vernon | Vernon_VR-G58 | 3.5084 | 6.815% | 0.68074
EL-G40 | Vershire | Vershire_EL-G40 | 18.2525 | 22.18% | 0.25585
BAY-G4 | Victory | Victory_BAY-G4 | 6.0735 | 4.243% | -0.0047906
GM-G62 | Victory | Victory_GM-G62 | 5.7066 | 6.285% | -0.016806
3310 | Waitsfield | Waitsfield_3310 | 10.0872 | 30.17%
3327 | Waitsfield | Waitsfield_3327 | 0.26664 | 7.524%
39G1 | Waitsfield | Waitsfield_39G1 | 43.9799 | 47.13% | 3.6657
39G2 | Waitsfield | Waitsfield_39G2 | 2.9842 | 6.856% | 0.53322
39G3 | Waitsfield | Waitsfield_39G3 | 9.7897 | 26.14% | 2.0333
66J1 | Waitsfield | Waitsfield_66J1 | 12.0837 | 43.6% | 0.38012
BA-G71 | Walden | Walden_BA-G71 | 0.61658 | 0.4436% | 0.012812
WEC-SUB | Walden | Walden_WEC-SUB | 0.0046073 | 100%
MH-G13 | Wallingford | Wallingford_MH-G13 | 25.1183 | 15.5% | 0.91119
TL57 | Wallingford | Wallingford_TL57 | 1.6533 | 60.07%
TL58 | Wallingford | Wallingford_TL58 | 2.0179 | 15.86%
WF-G23 | Wallingford | Wallingford_WF-G23 | 46.1201 | 28.13% | 1.6269
9G4 | Waltham | Waltham_9G4 | 18.9144 | 21.5% | -0.4971
EJ-G7 | Wardsboro | Wardsboro_EJ-G7 | 59.0334 | 28.04% | 0.63392
3327 | Warren | Warren_3327 | 0.36357 | 10.26%
38G1 | Warren | Warren_38G1 | 0.61392 | 5.614% | 1.2415
38G2 | Warren | Warren_38G2 | 8.8494 | 100% | 22.114
38G3 | Warren | Warren_38G3 | 9.205 | 100% | 22.114
39G1 | Warren | Warren_39G1 | 48.6004 | 52.09% | 4.0508
39G2 | Warren | Warren_39G2 | 35.542 | 81.66% | 6.3507
39G3 | Warren | Warren_39G3 | 2.5197 | 6.729% | 0.52333
61G3 | Washington | Washington_61G3 | 20.0541 | 49.97% | 1.1136
3312 | Waterbury | Waterbury_3312 | 2.8275 | 30.07%
3313 | Waterbury | Waterbury_3313 | 6.1181 | 69.83%
3334 | Waterbury | Waterbury_3334 | 0.40275 | 2.44%
22J1 | Waterbury | Waterbury_22J1 | 1.6892 | 100%
47G1 | Waterbury | Waterbury_47G1 | 26.3382 | 100% | 11.3438
47G2 | Waterbury | Waterbury_47G2 | 41.2159 | 88.32% | 10.0194
60G1 | Waterbury | Waterbury_60G1 | 9.3325 | 33.63% | 8.6809
60G2 | Waterbury | Waterbury_60G2 | 33.2046 | 98.05% | 25.3102
60G3 | Waterbury | Waterbury_60G3 | 2.116 | 20.38% | 5.2607
65J1 | Waterford | Waterford_65J1 | 14.0419 | 100% | 0.0177
BAY-G4 | Waterford | Waterford_BAY-G4 | 52.1538 | 36.43% | -0.041137
BAY-G5 | Waterford | Waterford_BAY-G5 | 1.7464 | 4.495% | -0.0050755
TL118 | Waterford | Waterford_TL118 | 3.752 | 27.74%
BV-G44 | Weathersfield | Weathersfield_BV-G44 | 17.7888 | 23.34% | 1.1187
CV-G65 | Weathersfield | Weathersfield_CV-G65 | 0.37242 | 1.035% | 0.022371
NS-G63 | Weathersfield | Weathersfield_NS-G63 | 33.4518 | 46.53% | 1.7815
RI-G66 | Weathersfield | Weathersfield_RI-G66 | 11.6892 | 24.74% | 2.7412
SS-G37 | Weathersfield | Weathersfield_SS-G37 | 2.4134 | 5.688% | 0.60815
TL1 | Weathersfield | Weathersfield_TL1 | 0.96675 | 100%
TL100 | Weathersfield | Weathersfield_TL100 | 2.9949 | 76.18%
TL91 | Weathersfield | Weathersfield_TL91 | 6.2329 | 64.97%
TL92 | Weathersfield | Weathersfield_TL92 | 1.1821 | 100%
TL98 | Weathersfield | Weathersfield_TL98 | 5.9298 | 68.92%
WI-G11 | Weathersfield | Weathersfield_WI-G11 | 43.0875 | 77.23% | 4.0448
PA-G20 | Wells | Wells_PA-G20 | 44.9695 | 44.11% | -0.038309
PO-G7 | Wells | Wells_PO-G7 | 1.0182 | 1.138% | -0.0013845
SP-J1 | Wells | Wells_SP-J1 | 3.4736 | 31.83% | 0.52698
TL48 | Wells | Wells_TL48 | 3.8499 | 47.44%
BF-G63 | West Fairlee | West Fairlee_BF-G63 | 2.2475 | 5.489% | 0.23891
EL-G40 | West Fairlee | West Fairlee_EL-G40 | 27.8935 | 33.9% | 0.39098
CF-G16 | West Haven | West Haven_CF-G16 | 27.9964 | 32.06% | -0.04733
GT-G47 | West Rutland | West Rutland_GT-G47 | 1.6486 | 8.682% | 0.39548
GT-G49 | West Rutland | West Rutland_GT-G49 | 0.48827 | 3.865% | 0.21115
MRB-1 | West Rutland | West Rutland_MRB-1 | 0.0044415 | 100%
TL36 | West Rutland | West Rutland_TL36 | 2.7597 | 13.41%
TL37 | West Rutland | West Rutland_TL37 | 4.0276 | 53.96%
TL38 | West Rutland | West Rutland_TL38 | 0.41082 | 22.36%
TL39 | West Rutland | West Rutland_TL39 | 0.56364 | 100%
TL42 | West Rutland | West Rutland_TL42 | 1.2928 | 25.78%
TL43 | West Rutland | West Rutland_TL43 | 1.2932 | 39.93%
TL44 | West Rutland | West Rutland_TL44 | 2.1065 | 20.26%
WR-G24 | West Rutland | West Rutland_WR-G24 | 29.417 | 43.93% | 1.4173
BV-G43 | West Windsor | West Windsor_BV-G43 | 38.5063 | 92.83% | 4.4491
BV-G44 | West Windsor | West Windsor_BV-G44 | 17.1651 | 22.52% | 1.0795
TL100 | West Windsor | West Windsor_TL100 | 0.93643 | 23.82%
WI-G11 | West Windsor | West Windsor_WI-G11 | 0.0069935 | 0.01253% | 0.00065652
WI-G31 | West Windsor | West Windsor_WI-G31 | 12.7886 | 14.01% | 0.73386
WK-G82 | West Windsor | West Windsor_WK-G82 | 0.54202 | 0.7219% | 0.060544
TLB103 | Westfield | Westfield_TLB103 | 6.4725 | 37.17%
FA-G4 | Westford | Westford_FA-G4 | 2.0663 | 2.99% | 0.10125
FA-G6 | Westford | Westford_FA-G6 | 20.9198 | 36.05% | 1.2205
MI-G36 | Westford | Westford_MI-G36 | 0.99513 | 1.829% | 0.14196
TL134 | Westford | Westford_TL134 | 3.2377 | 37.96%
UH-G21 | Westford | Westford_UH-G21 | 6.5932 | 11.55% | 0.50824
WF-1 | Westford | Westford_WF-1 | 0.0047508 | 100%
67G1 | Westminster | Westminster_67G1 | 5.1817 | 41.53% | 5.1539
67G2 | Westminster | Westminster_67G2 | 3.3221 | 67.95% | 8.4315
69G1 | Westminster | Westminster_69G1 | 26.2863 | 24.57%
69G2 | Westminster | Westminster_69G2 | 6.7286 | 17.14%
74G1 | Westminster | Westminster_74G1 | 21.1276 | 43.05% | 3.3767
74G2 | Westminster | Westminster_74G2 | 46.3654 | 100% | 7.8434
LO-G27 | Weston | Weston_LO-G27 | 49.1268 | 34.01% | 2.4552
M-G24 | Weybridge | Weybridge_M-G24 | 10.4899 | 54.61% | 0.76883
TL60 | Weybridge | Weybridge_TL60 | 0.15708 | 0.5771%
TL72 | Weybridge | Weybridge_TL72 | 3.8119 | 98.98%
TL73 | Weybridge | Weybridge_TL73 | 0.1662 | 3.316%
WY-G80 | Weybridge | Weybridge_WY-G80 | 13.5494 | 16.15% | 0.22823
WY-G81 | Weybridge | Weybridge_WY-G81 | 13.2473 | 9.792% | 0.1384
BA-G71 | Wheelock | Wheelock_BA-G71 | 0.24735 | 0.1779% | 0.0051396
EM-G75 | Whiting | Whiting_EM-G75 | 0.25411 | 0.2346% | 0.0022875
LJ-G12 | Whiting | Whiting_LJ-G12 | 18.3004 | 18.42% | 0.0069539
LJ-G13 | Whiting | Whiting_LJ-G13 | 1.5662 | 1.107% | 0.00041799
56G1 | Whitingham | Whitingham_56G1 | 32.2387 | 16.11% | 2.0425
56G1-1 | Whitingham | Whitingham_56G1-1 | 50.4718 | 99.96%
HS-W66 | Whitingham | Whitingham_HS-W66 | 1.0418 | 2.712% | 1.127
35G1 | Williamstown | Williamstown_35G1 | 31.175 | 92.22% | 4.1131
35G2 | Williamstown | Williamstown_35G2 | 0.1334 | 2.284% | 0.10188
WEC-3 | Williamstown | Williamstown_WEC-3 | 0.0070213 | 100%
1531 | Williston | Williston_1531 | 0.48127 | 84.69%
1541 | Williston | Williston_1541 | 0.47158 | 84.66%
1592 | Williston | Williston_1592 | 0.11268 | 18.34%
1594 | Williston | Williston_1594 | 0.090232 | 29.99%
3314 | Williston | Williston_3314 | 0.21077 | 5.935%
3330 | Williston | Williston_3330 | 2.0713 | 73.7%
3350 | Williston | Williston_3350 | 0.043808 | 100%
3351 | Williston | Williston_3351 | 0.12744 | 33.31%
19G3 | Williston | Williston_19G3 | 20.1184 | 85.93% | 4.3946
33G2 | Williston | Williston_33G2 | 28.1771 | 59.91% | 10.4626
43G2 | Williston | Williston_43G2 | 11.4985 | 97.02% | 6.5456
43G3 | Williston | Williston_43G3 | 6.018 | 25.22% | 1.7017
43G4 | Williston | Williston_43G4 | 1.4669 | 74.56% | 5.0304
44G1 | Williston | Williston_44G1 | 3.8392 | 100% | 12.5357
44G2 | Williston | Williston_44G2 | 0.057425 | 0.4518% | 0.056634
51G1 | Williston | Williston_51G1 | 4.2373 | 29.82% | 1.9655
73G1 | Williston | Williston_73G1 | 7.956 | 100% | 40.7401
73G2 | Williston | Williston_73G2 | 3.5287 | 100% | 41.4309
73G5 | Williston | Williston_73G5 | 15.7382 | 100% | 41.0926
WIL-1 | Williston | Williston_WIL-1 | 0.0071873 | 100%
6671 | Wilmington | Wilmington_6671 | 5.3429 | 72.09%
6672 | Wilmington | Wilmington_6672 | 1.792 | 100%
56G1 | Wilmington | Wilmington_56G1 | 64.3901 | 32.18% | 4.0794
56G2 | Wilmington | Wilmington_56G2 | 34.5797 | 73.67% | 9.3389
90G1 | Wilmington | Wilmington_90G1 | 22.332 | 24.8% | 3.1816
90G4 | Wilmington | Wilmington_90G4 | 6.8506 | 32.79% | 4.2065
CH-G11 | Windham | Windham_CH-G11 | 0.22204 | 0.1675% | 0.0087753
EJ-G7 | Windham | Windham_EJ-G7 | 0.66342 | 0.3152% | 0.007124
LO-G26 | Windham | Windham_LO-G26 | 39.1867 | 47.15% | 3.4039
BV-G43 | Windsor | Windsor_BV-G43 | 2.9738 | 7.169% | 0.3436
TL104 | Windsor | Windsor_TL104 | 0.28243 | 100%
TL104A | Windsor | Windsor_TL104A | 0.18699 | 100%
TL105 | Windsor | Windsor_TL105 | 2.5524 | 24.26%
TL105A | Windsor | Windsor_TL105A | 1.5547 | 100%
WI-G11 | Windsor | Windsor_WI-G11 | 12.6994 | 22.76% | 1.1921
WI-G31 | Windsor | Windsor_WI-G31 | 34.035 | 37.29% | 1.953
BL-G24 | Winhall | Winhall_BL-G24 | 3.1011 | 8.303% | 1.1094
BL-G25 | Winhall | Winhall_BL-G25 | 0.26644 | 6.998% | 0.93505
MC-G13 | Winhall | Winhall_MC-G13 | 6.4547 | 14.32% | 1.2569
RA-G22 | Winhall | Winhall_RA-G22 | 19.8706 | 45% | 2.7179
RA-G23 | Winhall | Winhall_RA-G23 | 8.0503 | 19.12% | 1.1545
SO-G32 | Winhall | Winhall_SO-G32 | 1.5785 | 13.73% | 3.5051
SO-G33 | Winhall | Winhall_SO-G33 | 42.2094 | 80.33% | 20.5095
SO-G34 | Winhall | Winhall_SO-G34 | 4.42 | 53.29% | 13.605
SO-G35 | Winhall | Winhall_SO-G35 | 0.94924 | 78.28% | 21.9172
TL20 | Winhall | Winhall_TL20 | 3.0031 | 100%
TL21 | Winhall | Winhall_TL21 | 1.5387 | 100%
3309 | Winooski | Winooski_3309 | 1.8214 | 78.72%
3321 | Winooski | Winooski_3321 | 0.19274 | 1.407%
16G1 | Winooski | Winooski_16G1 | 0.97548 | 7.655% | 0.99827
16Y3 | Winooski | Winooski_16Y3 | 0.99923 | 98.15%
46Y1 | Winooski | Winooski_46Y1 | 18.4854 | 76.68% | 20.2354
3319 | Woodbury | Woodbury_3319 | 1.4779 | 13.66%
TL6 | Woodford | Woodford_TL6 | 7.2727 | 65.79%
WO-G92 | Woodford | Woodford_WO-G92 | 20.3247 | 39.35% | 3.8053
TA-G12 | Woodstock | Woodstock_TA-G12 | 2.7975 | 4.94% | 0.29733
TL105 | Woodstock | Woodstock_TL105 | 0.11939 | 1.135%
TL106 | Woodstock | Woodstock_TL106 | 2.1564 | 98.49%
TL107 | Woodstock | Woodstock_TL107 | 0.047324 | 0.2817%
WK-G81 | Woodstock | Woodstock_WK-G81 | 17.7632 | 13.18% | 1.1056
WK-G82 | Woodstock | Woodstock_WK-G82 | 62.5143 | 83.26% | 6.9829
WK-G83 | Woodstock | Woodstock_WK-G83 | 46.3193 | 55.53% | 7.1107
27G5 | Worcester | Worcester_27G5 | 15.4884 | 42.72% | 5.9792
2600.0404

## VEC (hidden)
Sub | Substation | Feeder | Transformer Capacity | Peak Load (MVA) | Peak Load Time | % of Max Rating | Percent Current Unbalance | Phase A - Amps | Phase B - Amps | Phase C - Amps | Item Type | Path
6 | 06 - St. Rocks | Substation | 1830 | 1.752 | 2021-03-22 19:00 | 95.7% | 31% | 116.6 | 75.9 | 74.7 | Item | projects/Lists/SLVS 2021
19 | 19 - Hinesburg | Substation | 8400 | 6.709 | 2021-02-03 18:30 | 79.8% | 2.3% | 236.8 | 244 | 234.4 | Item | projects/Lists/SLVS 2021
2 | 02 - Eden | Substation | 2500 | 1.882 | 2021-06-07 21:00 | 75.3% | 6.6% | 79.7 | 86.4 | 90 | Item | projects/Lists/SLVS 2021
27 | 27 - Highgate Springs | Substation | 1100 | 0.814 | 2021-08-11 17:40 | 74% | 7.3% | 36.4 | 34.2 | 39.3 | Item | projects/Lists/SLVS 2021
1 | 01 - Fairfax | Substation | 5000 | 3.43 | 2021-03-30 20:00 | 66.2% | 19% | 141 | 131 | 179 | Item | projects/Lists/SLVS 2021
32 | 32 - Sheldon | Substation | 4687 | 2.744 | 2021-08-26 18:10 | 58.5% | 14.5% | 138.1 | 106.6 | 129.4 | Item | projects/Lists/SLVS 2021
41 | 41 - North Troy | Substation | 4687 | 2.488 | 2021-08-26 18:35 | 56.3% | 14.1% | 119.3 | 147.6 | 121 | Item | projects/Lists/SLVS 2021
31 | 31 - Richford | Substation | 7470 | 4.113 | 2021-01-12 18:40 | 55% | 15.4% | 173.2 | 218.3 | 175.9 | Item | projects/Lists/SLVS 2021
20 | 20 - French Hill | Substation | 500 | 0.273 | 2021-04-04 17:45 | 54% | 200% | 0 | 0 | 32.7 | Item | projects/Lists/SLVS 2021
45 | 45 - Derby | Substation | 14000 | 7.251 | 2021-08-12 15:05 | 51.8% | 11.7% | 341 | 287.7 | 349.3 | Item | projects/Lists/SLVS 2021
15 | 15 - Madonna | Substation | 10500 | 5.701 | 2020-12-06 17:55 | 50.7% | 8.9% | 241.4 | 217.7 | 257.5 | Item | projects/Lists/SLVS 2021
14 | 14 - Johnson | Substation | 2500 | 1.25 | 2020-12-15 18:00 | 50% | 14.3% | 55.6 | 46.8 | 61.4 | Item | projects/Lists/SLVS 2021
13 | 13 - Pleasant Valley | Substation | 2500 | 1.244 | 2021-03-18 19:45 | 49.8% | 72.2% | 15.5 | 62.6 | 89.4 | Item | projects/Lists/SLVS 2021
51 | 51 - Canaan | Substation | 6250 | 3.113 | 2021-02-11 18:35 | 49.8% | 16.7% | 48.4 | 58.5 | 43.5 | Item | projects/Lists/SLVS 2021
12 | 12 - Fairfax | Substation | 2500 | 1.192 | 2021-03-24 18:20 | 47.7% | 100% | 99.6 | 0 | 61 | Item | projects/Lists/SLVS 2021
4 | 04 - Underhill | Substation | 2500 | 1.129 | 2022-02-23 17:40 | 45.2% | 81.2% | 94.4 | 39.8 | 21.8 | Item | projects/Lists/SLVS 2021
42 | 42 - Irasburg | Substation | 9000 | 3.52 | 2021-06-29 11:40 | 45.2% | 22% | 157.8 | 165.1 | 220.9 | Item | projects/Lists/SLVS 2021
50 | 50 - Norton | Substation | 999 | 0.453 | 2021-08-11 18:40 | 44.4% | 53.5% | 19.9 | 30.9 | 9.6 | Item | projects/Lists/SLVS 2021
28 | 28 - Alburg | Substation | 14000 | 6.138 | 2021-08-21 18:15 | 43.8% | 13.4% | 232.5 | 293.8 | 279.3 | Item | projects/Lists/SLVS 2021
25 | 25 - Derby Line | Substation | 2500 | 1.471 | 2021-07-20 13:00 | 40% | 5% | 57.4 | 62.4 | 61.3 | Item | projects/Lists/SLVS 2021
30 | 30 - East Berkshire | Substation | 9375 | 3.548 | 2021-03-30 19:30 | 37.8% | 11.6% | 155.7 | 149.6 | 180.9 | Item | projects/Lists/SLVS 2021
7 | 07 - Montgomery | Substation | 2500 | 0.939 | 2022-01-15 17:30 | 37.6% | 66.5% | 25.5 | 71.6 | 31.9 | Item | projects/Lists/SLVS 2021
48 | 48 - West Charleston | Substation | 7000 | 2.543 | 2021-08-12 20:10 | 36.3% | 48.4% | 122.4 | 59.8 | 165.6 | Item | projects/Lists/SLVS 2021
11 | 11 - Westford | Substation | 2500 | 0.857 | 2020-12-16 17:55 | 34.3% | 32% | 50.2 | 27.6 | 43.8 | Item | projects/Lists/SLVS 2021
3 | 03 - Cambridge | Substation | 6250 | 1.992 | 2021-03-11 19:05 | 32% | 7.9% | 80 | 72.8 | 84.3 | Item | projects/Lists/SLVS 2021
29 | 29 - South Hero | Substation | 22400 | 6.456 | 2021-08-26 19:20 | 28.8% | 6.9% | 309.3 | 275.3 | 283.3 | Item | projects/Lists/SLVS 2021
43 | 43 - Burton Hill | Substation | 9000 | 2.231 | 2021-04-05 19:10 | 24.8% | 7.8% | 101.2 | 91.1 | 104.2 | Item | projects/Lists/SLVS 2021
5 | 05 - Lowell | Substation | 6250 | 1.429 | 2021-03-31 17:55 | 22.9% | 76% | 31.1 | 109.6 | 46.2 | Item | projects/Lists/SLVS 2021
17 | 17 - Jay | Substation | 5000 | 0.836 | 2021-01-01 17:45 | 16.7% | 90% | 28 | 75 | 15.4 | Item | projects/Lists/SLVS 2021
8 | 08 - Richmond | Substation | 10500 | 1.622 | 2021-09-16 13:10 | 15.5% |  |  |  |  | Item | projects/Lists/SLVS 2021
9 | 09 - Williston/Tafts | Substation | 41000 | 2.996 | 2021-08-26 17:45 | 7.3% | 14.15% | 149.4 | 118.5 | 146.2 | Item | projects/Lists/SLVS 2021
24 | 24 - Belvidere | Substation | 833 | [7 empty] | Item | projects/Lists/SLVS 2021

## VEC sub % by town by count (hidden)
Subs | ALBANY | ALBURGH | BAKERSFIELD | BARTON | BELVIDERE | BERKSHIRE | BLOOMFIELD | BOLTON | BRIGHTON | BROWNINGTON | BRUNSWICK | CAMBRIDGE | CANAAN | CHARLESTON | COVENTRY | CRAFTSBURY | DERBY | EDEN | ENOSBURGH | ESSEX | FAIRFAX | FAIRFIELD | FERDINAND | FLETCHER | FRANKLIN | GEORGIA | GLOVER | GRAND ISLE | GREENSBORO | GUILDHALL | HIGHGATE | HINESBURG | HOLLAND | HUNTINGTON | HYDE PARK | IRASBURG | ISLE LA MOTTE | JAY | JERICHO | JOHNSON | LEMINGTON | LOWELL | MAIDSTONE | MILTON | MONTGOMERY | MORGAN | MORRISTOWN | NEWPORT CITY | NEWPORT TOWN | NORTH HERO | NORTON | RICHFORD | RICHMOND | SHEFFIELD | SHELBURNE | SHELDON | SOUTH HERO | ST. ALBANS CITY | ST. GEORGE | STARKSBORO | STOWE | SWANTON | TROY | UNDERHILL | WATERVILLE | WESTFIELD | WESTFORD | WHEELOCK | WILLISTON | Totals
1 | 0% | 0% | 0% | 0% | 0% | 0% | 0% | 0% | 0% | 0% | 0% | 0% | 0% | 0% | 0% | 0% | 0% | 0% | 0% | 0% | 44.95% | 33.94% | 0% | 11.01% | 0% | 1.835% | 0% | 0% | 0% | 0% | 0% | 0% | 0% | 0% | 0% | 0% | 0% | 0% | 0% | 0% | 0% | 0% | 0% | 0% | 0% | 0% | 0% | 0% | 0% | 0% | 0% | 0% | 0% | 0% | 0% | 0% | 0% | 6.422% | 0% | 0% | 0% | 1.835% | 0% | 0% | 0% | 0% | 0% | 0% | 0% | 1
2 | 0% | 0% | 0% | 0% | 0% | 0% | 0% | 0% | 0% | 0% | 0% | 0% | 0% | 0% | 0% | 4.444% | 0% | 53.33% | 0% | 0% | 0% | 0% | 0% | 0% | 0% | 0% | 0% | 0% | 0% | 0% | 0% | 0% | 0% | 0% | 15.56% | 0% | 0% | 0% | 0% | 26.67% | 0% | 0% | 0% | 0% | 0% | 0% | 0% | 0% | 0% | 0% | 0% | 0% | 0% | 0% | 0% | 0% | 0% | 0% | 0% | 0% | 0% | 0% | 0% | 0% | 0% | 0% | 0% | 0% | 0% | 1
3 | 0% | 0% | 0% | 0% | 7.143% | 0% | 0% | 0% | 0% | 0% | 0% | 39.29% | 0% | 0% | 0% | 0% | 0% | 0% | 0% | 0% | 0% | 0% | 0% | 7.143% | 0% | 0% | 0% | 0% | 0% | 0% | 0% | 0% | 0% | 0% | 0% | 0% | 0% | 0% | 0% | 17.86% | 0% | 0% | 0% | 0% | 0% | 0% | 0% | 0% | 0% | 0% | 0% | 0% | 0% | 0% | 0% | 0% | 0% | 0% | 0% | 0% | 0% | 0% | 0% | 0% | 28.57% | 0% | 0% | 0% | 0% | 1
4 | 0% | 0% | 0% | 0% | 0% | 0% | 0% | 0% | 0% | 0% | 0% | 1.25% | 0% | 0% | 0% | 0% | 0% | 0% | 0% | 27.5% | 0% | 0% | 0% | 0% | 0% | 0% | 0% | 0% | 0% | 0% | 0% | 0% | 0% | 0% | 0% | 0% | 0% | 0% | 3.75% | 0% | 0% | 0% | 0% | 0% | 0% | 0% | 0% | 0% | 0% | 0% | 0% | 0% | 0% | 0% | 0% | 0% | 0% | 0% | 0% | 0% | 0% | 0% | 0% | 62.5% | 0% | 0% | 5% | 0% | 0% | 1
5 | 0% | 0% | 0% | 0% | 0% | 0% | 0% | 0% | 0% | 0% | 0% | 0% | 0% | 0% | 0% | 0% | 0% | 0% | 0% | 0% | 0% | 0% | 0% | 0% | 0% | 0% | 0% | 0% | 0% | 0% | 0% | 0% | 0% | 0% | 0% | 15% | 0% | 0% | 0% | 0% | 0% | 47.5% | 0% | 0% | 0% | 0% | 0% | 0% | 5% | 0% | 0% | 0% | 0% | 0% | 0% | 0% | 0% | 0% | 0% | 0% | 0% | 0% | 15% | 0% | 0% | 17.5% | 0% | 0% | 0% | 1
6 | 0% | 0% | 12.9% | 0% | 0% | 0% | 0% | 0% | 0% | 0% | 0% | 0% | 0% | 0% | 0% | 0% | 0% | 0% | 0% | 0% | 0% | 56.45% | 0% | 0% | 0% | 0% | 0% | 0% | 0% | 0% | 0% | 0% | 0% | 0% | 0% | 0% | 0% | 0% | 0% | 0% | 0% | 0% | 0% | 0% | 0% | 0% | 0% | 0% | 0% | 0% | 0% | 0% | 0% | 0% | 0% | 25.81% | 0% | 0% | 0% | 0% | 0% | 4.839% | 0% | 0% | 0% | 0% | 0% | 0% | 0% | 1
7 | 0% | 0% | 0% | 0% | 0% | 0% | 0% | 0% | 0% | 0% | 0% | 0% | 0% | 0% | 0% | 0% | 0% | 0% | 0% | 0% | 0% | 0% | 0% | 0% | 0% | 0% | 0% | 0% | 0% | 0% | 0% | 0% | 0% | 0% | 0% | 0% | 0% | 0% | 0% | 0% | 0% | 0% | 0% | 0% | 77.78% | 0% | 0% | 0% | 0% | 0% | 0% | 0% | 0% | 0% | 0% | 0% | 0% | 0% | 0% | 0% | 0% | 0% | 0% | 0% | 0% | 22.22% | 0% | 0% | 0% | 1
8 | 0% | 0% | 0% | 0% | 0% | 0% | 0% | 17.17% | 0% | 0% | 0% | 0% | 0% | 0% | 0% | 0% | 0% | 0% | 0% | 0% | 0% | 0% | 0% | 0% | 0% | 0% | 0% | 0% | 0% | 0% | 0% | 0% | 0% | 0% | 0% | 0% | 0% | 0% | 49.49% | 0% | 0% | 0% | 0% | 0% | 0% | 0% | 0% | 0% | 0% | 0% | 0% | 0% | 33.33% | 0% | 0% | 0% | 0% | 0% | 0% | 0% | 0% | 0% | 0% | 0% | 0% | 0% | 0% | 0% | 0% | 1
9 | 0% | 0% | 0% | 0% | 0% | 0% | 0% | 0% | 0% | 0% | 0% | 0% | 0% | 0% | 0% | 0% | 0% | 0% | 0% | 0% | 0% | 0% | 0% | 0% | 0% | 0% | 0% | 0% | 0% | 0% | 0% | 0% | 0% | 0% | 0% | 0% | 0% | 0% | 0% | 0% | 0% | 0% | 0% | 0% | 0% | 0% | 0% | 0% | 0% | 0% | 0% | 0% | 0% | 0% | 4.286% | 0% | 0% | 0% | 20.71% | 0% | 0% | 0% | 0% | 0% | 0% | 0% | 0% | 0% | 75% | 1
10 | 0% | 0% | 0% | 0% | 0% | 0% | 0% | 0% | 0% | 0% | 0% | 0% | 0% | 0% | 0% | 0% | 0% | 0% | 0% | 0% | 0% | 0% | 0% | 0% | 0% | 0% | 0% | 0% | 0% | 0% | 0% | 0% | 0% | 0% | 0% | 0% | 0% | 0% | 100% | 0% | 0% | 0% | 0% | 0% | 0% | 0% | 0% | 0% | 0% | 0% | 0% | 0% | 0% | 0% | 0% | 0% | 0% | 0% | 0% | 0% | 0% | 0% | 0% | 0% | 0% | 0% | 0% | 0% | 0% | 1
11 | 0% | 0% | 0% | 0% | 0% | 0% | 0% | 0% | 0% | 0% | 0% | 0% | 0% | 0% | 0% | 0% | 0% | 0% | 0% | 29.51% | 0% | 0% | 0% | 0% | 0% | 0% | 0% | 0% | 0% | 0% | 0% | 0% | 0% | 0% | 0% | 0% | 0% | 0% | 0% | 0% | 0% | 0% | 0% | 8.197% | 0% | 0% | 0% | 0% | 0% | 0% | 0% | 0% | 0% | 0% | 0% | 0% | 0% | 0% | 0% | 0% | 0% | 0% | 0% | 0% | 0% | 0% | 62.3% | 0% | 0% | 1
12 | 0% | 0% | 0% | 0% | 0% | 0% | 0% | 0% | 0% | 0% | 0% | 0% | 0% | 0% | 0% | 0% | 0% | 0% | 0% | 0% | 30.23% | 0% | 0% | 9.302% | 0% | 0% | 0% | 0% | 0% | 0% | 0% | 0% | 0% | 0% | 0% | 0% | 0% | 0% | 0% | 0% | 0% | 0% | 0% | 0% | 0% | 0% | 0% | 0% | 0% | 0% | 0% | 0% | 0% | 0% | 0% | 0% | 0% | 0% | 0% | 0% | 0% | 0% | 0% | 0% | 0% | 0% | 60.47% | 0% | 0% | 1
13 | 0% | 0% | 0% | 0% | 0% | 0% | 0% | 0% | 0% | 0% | 0% | 39.73% | 0% | 0% | 0% | 0% | 0% | 0% | 0% | 0% | 0% | 0% | 0% | 0% | 0% | 0% | 0% | 0% | 0% | 0% | 0% | 0% | 0% | 0% | 0% | 0% | 0% | 0% | 0% | 0% | 0% | 0% | 0% | 0% | 0% | 0% | 0% | 0% | 0% | 0% | 0% | 0% | 0% | 0% | 0% | 0% | 0% | 0% | 0% | 0% | 0% | 0% | 0% | 56.16% | 0% | 0% | 4.11% | 0% | 0% | 1
14 | 0% | 0% | 0% | 0% | 0% | 0% | 0% | 0% | 0% | 0% | 0% | 6% | 0% | 0% | 0% | 0% | 0% | 0% | 0% | 0% | 0% | 0% | 0% | 0% | 0% | 0% | 0% | 0% | 0% | 0% | 0% | 0% | 0% | 0% | 0% | 0% | 0% | 0% | 0% | 26% | 0% | 0% | 0% | 0% | 0% | 0% | 48% | 0% | 0% | 0% | 0% | 0% | 0% | 0% | 0% | 0% | 0% | 0% | 0% | 0% | 20% | 0% | 0% | 0% | 0% | 0% | 0% | 0% | 0% | 1
15 | 0% | 0% | 0% | 0% | 0% | 0% | 0% | 0% | 0% | 0% | 0% | 100% | 0% | 0% | 0% | 0% | 0% | 0% | 0% | 0% | 0% | 0% | 0% | 0% | 0% | 0% | 0% | 0% | 0% | 0% | 0% | 0% | 0% | 0% | 0% | 0% | 0% | 0% | 0% | 0% | 0% | 0% | 0% | 0% | 0% | 0% | 0% | 0% | 0% | 0% | 0% | 0% | 0% | 0% | 0% | 0% | 0% | 0% | 0% | 0% | 0% | 0% | 0% | 0% | 0% | 0% | 0% | 0% | 0% | 1
17 | 0% | 0% | 0% | 0% | 0% | 0% | 0% | 0% | 0% | 0% | 0% | 0% | 0% | 0% | 0% | 0% | 0% | 0% | 0% | 0% | 0% | 0% | 0% | 0% | 0% | 0% | 0% | 0% | 0% | 0% | 0% | 0% | 0% | 0% | 0% | 0% | 0% | 66.67% | 0% | 0% | 0% | 0% | 0% | 0% | 0% | 0% | 0% | 0% | 0% | 0% | 0% | 0% | 0% | 0% | 0% | 0% | 0% | 0% | 0% | 0% | 0% | 0% | 16.67% | 0% | 0% | 16.67% | 0% | 0% | 0% | 1
19 | 0% | 0% | 0% | 0% | 0% | 0% | 0% | 0% | 0% | 0% | 0% | 0% | 0% | 0% | 0% | 0% | 0% | 0% | 0% | 0% | 0% | 0% | 0% | 0% | 0% | 0% | 0% | 0% | 0% | 0% | 0% | 40.94% | 0% | 31.88% | 0% | 0% | 0% | 0% | 0% | 0% | 0% | 0% | 0% | 0% | 0% | 0% | 0% | 0% | 0% | 0% | 0% | 0% | 19.93% | 0% | 0% | 0% | 0% | 0% | 1.087% | 4.348% | 0% | 0% | 0% | 0% | 0% | 0% | 0% | 0% | 1.812% | 1
20 | 0% | 0% | 0% | 0% | 0% | 0% | 0% | 0% | 0% | 0% | 0% | 0% | 0% | 0% | 0% | 0% | 0% | 0% | 0% | 0% | 0% | 0% | 0% | 0% | 0% | 0% | 0% | 0% | 0% | 0% | 0% | 0% | 0% | 0% | 0% | 0% | 0% | 0% | 0% | 0% | 0% | 0% | 0% | 0% | 0% | 0% | 0% | 0% | 0% | 0% | 0% | 0% | 0% | 0% | 0% | 0% | 0% | 100% | 0% | 0% | 0% | 0% | 0% | 0% | 0% | 0% | 0% | 0% | 0% | 1
24 | 0% | 0% | 0% | 0% | 100% | 0% | 0% | 0% | 0% | 0% | 0% | 0% | 0% | 0% | 0% | 0% | 0% | 0% | 0% | 0% | 0% | 0% | 0% | 0% | 0% | 0% | 0% | 0% | 0% | 0% | 0% | 0% | 0% | 0% | 0% | 0% | 0% | 0% | 0% | 0% | 0% | 0% | 0% | 0% | 0% | 0% | 0% | 0% | 0% | 0% | 0% | 0% | 0% | 0% | 0% | 0% | 0% | 0% | 0% | 0% | 0% | 0% | 0% | 0% | 0% | 0% | 0% | 0% | 0% | 1
27 | 0% | 0% | 0% | 0% | 0% | 0% | 0% | 0% | 0% | 0% | 0% | 0% | 0% | 0% | 0% | 0% | 0% | 0% | 0% | 0% | 0% | 0% | 0% | 0% | 0% | 0% | 0% | 0% | 0% | 0% | 100% | 0% | 0% | 0% | 0% | 0% | 0% | 0% | 0% | 0% | 0% | 0% | 0% | 0% | 0% | 0% | 0% | 0% | 0% | 0% | 0% | 0% | 0% | 0% | 0% | 0% | 0% | 0% | 0% | 0% | 0% | 0% | 0% | 0% | 0% | 0% | 0% | 0% | 0% | 1
28 | 0% | 50.86% | 0% | 0% | 0% | 0% | 0% | 0% | 0% | 0% | 0% | 0% | 0% | 0% | 0% | 0% | 0% | 0% | 0% | 0% | 0% | 0% | 0% | 0% | 0% | 0% | 0% | 0% | 0% | 0% | 0% | 0% | 0% | 0% | 0% | 0% | 17.24% | 0% | 0% | 0% | 0% | 0% | 0% | 0% | 0% | 0% | 0% | 0% | 0% | 13.79% | 0% | 0% | 0% | 0% | 0% | 0% | 0% | 0% | 0% | 0% | 0% | 18.1% | 0% | 0% | 0% | 0% | 0% | 0% | 0% | 1
29 | 0% | 0% | 0% | 0% | 0% | 0% | 0% | 0% | 0% | 0% | 0% | 0% | 0% | 0% | 0% | 0% | 0% | 0% | 0% | 0% | 0% | 0% | 0% | 0% | 0% | 0% | 0% | 44.57% | 0% | 0% | 0% | 0% | 0% | 0% | 0% | 0% | 0% | 0% | 0% | 0% | 0% | 0% | 0% | 0% | 0% | 0% | 0% | 0% | 0% | 11.61% | 0% | 0% | 0% | 0% | 0% | 0% | 43.82% | 0% | 0% | 0% | 0% | 0% | 0% | 0% | 0% | 0% | 0% | 0% | 0% | 1
30 | 0% | 0% | 0% | 0% | 0% | 36.23% | 0% | 0% | 0% | 0% | 0% | 0% | 0% | 0% | 0% | 0% | 0% | 0% | 7.246% | 0% | 0% | 0% | 0% | 0% | 24.64% | 0% | 0% | 0% | 0% | 0% | 0% | 0% | 0% | 0% | 0% | 0% | 0% | 0% | 0% | 0% | 0% | 0% | 0% | 0% | 23.19% | 0% | 0% | 0% | 0% | 0% | 0% | 4.348% | 0% | 0% | 0% | 4.348% | 0% | 0% | 0% | 0% | 0% | 0% | 0% | 0% | 0% | 0% | 0% | 0% | 0% | 1
31 | 0% | 0% | 0% | 0% | 0% | 4.167% | 0% | 0% | 0% | 0% | 0% | 0% | 0% | 0% | 0% | 0% | 0% | 0% | 0% | 0% | 0% | 0% | 0% | 0% | 0% | 0% | 0% | 0% | 0% | 0% | 0% | 0% | 0% | 0% | 0% | 0% | 0% | 0% | 0% | 0% | 0% | 0% | 0% | 0% | 0% | 0% | 0% | 0% | 0% | 0% | 0% | 95.83% | 0% | 0% | 0% | 0% | 0% | 0% | 0% | 0% | 0% | 0% | 0% | 0% | 0% | 0% | 0% | 0% | 0% | 1
32 | 0% | 0% | 0% | 0% | 0% | 0% | 0% | 0% | 0% | 0% | 0% | 0% | 0% | 0% | 0% | 0% | 0% | 0% | 0% | 0% | 0% | 0% | 0% | 0% | 46.58% | 0% | 0% | 0% | 0% | 0% | 39.73% | 0% | 0% | 0% | 0% | 0% | 0% | 0% | 0% | 0% | 0% | 0% | 0% | 0% | 0% | 0% | 0% | 0% | 0% | 0% | 0% | 0% | 0% | 0% | 0% | 13.7% | 0% | 0% | 0% | 0% | 0% | 0% | 0% | 0% | 0% | 0% | 0% | 0% | 0% | 1
36 | 0% | 0% | 0% | 0% | 0% | 0% | 0% | 0% | 0% | 0% | 0% | 0% | 0% | 0% | 0% | 0% | 0% | 0% | 0% | 0% | 0% | 0% | 0% | 0% | 0% | 100% | 0% | 0% | 0% | 0% | 0% | 0% | 0% | 0% | 0% | 0% | 0% | 0% | 0% | 0% | 0% | 0% | 0% | 0% | 0% | 0% | 0% | 0% | 0% | 0% | 0% | 0% | 0% | 0% | 0% | 0% | 0% | 0% | 0% | 0% | 0% | 0% | 0% | 0% | 0% | 0% | 0% | 0% | 0% | 1
37 | 0% | 0% | 0% | 0% | 0% | 0% | 0% | 0% | 0% | 0% | 0% | 0% | 0% | 0% | 0% | 0% | 0% | 0% | 0% | 0% | 0% | 0% | 0% | 0% | 0% | 100% | 0% | 0% | 0% | 0% | 0% | 0% | 0% | 0% | 0% | 0% | 0% | 0% | 0% | 0% | 0% | 0% | 0% | 0% | 0% | 0% | 0% | 0% | 0% | 0% | 0% | 0% | 0% | 0% | 0% | 0% | 0% | 0% | 0% | 0% | 0% | 0% | 0% | 0% | 0% | 0% | 0% | 0% | 0% | 1
38 | 0% | 0% | 0% | 0% | 0% | 0% | 0% | 0% | 0% | 0% | 0% | 0% | 0% | 0% | 0% | 0% | 0% | 0% | 0% | 0% | 0% | 0% | 0% | 0% | 0% | 100% | 0% | 0% | 0% | 0% | 0% | 0% | 0% | 0% | 0% | 0% | 0% | 0% | 0% | 0% | 0% | 0% | 0% | 0% | 0% | 0% | 0% | 0% | 0% | 0% | 0% | 0% | 0% | 0% | 0% | 0% | 0% | 0% | 0% | 0% | 0% | 0% | 0% | 0% | 0% | 0% | 0% | 0% | 0% | 1
40 | 0% | 0% | 0% | 0% | 0% | 0% | 0% | 0% | 0% | 0% | 0% | 0% | 0% | 0% | 0% | 0% | 0% | 0% | 0% | 0% | 0% | 0% | 0% | 0% | 0% | 0% | 0% | 0% | 0% | 0% | 0% | 0% | 0% | 0% | 0% | 0% | 0% | 100% | 0% | 0% | 0% | 0% | 0% | 0% | 0% | 0% | 0% | 0% | 0% | 0% | 0% | 0% | 0% | 0% | 0% | 0% | 0% | 0% | 0% | 0% | 0% | 0% | 0% | 0% | 0% | 0% | 0% | 0% | 0% | 1
41 | 0% | 0% | 0% | 0% | 0% | 0% | 0% | 0% | 0% | 0% | 0% | 0% | 0% | 0% | 0% | 0% | 0% | 0% | 0% | 0% | 0% | 0% | 0% | 0% | 0% | 0% | 0% | 0% | 0% | 0% | 0% | 0% | 0% | 0% | 0% | 0% | 0% | 2.941% | 0% | 0% | 0% | 0% | 0% | 0% | 0% | 0% | 0% | 20.59% | 7.353% | 0% | 0% | 0% | 0% | 0% | 0% | 0% | 0% | 0% | 0% | 0% | 0% | 0% | 61.76% | 0% | 0% | 7.353% | 0% | 0% | 0% | 1
42 | 27.59% | 0% | 0% | 0% | 0% | 0% | 0% | 0% | 0% | 0% | 0% | 0% | 0% | 0% | 21.55% | 12.07% | 0% | 0% | 0% | 0% | 0% | 0% | 0% | 0% | 0% | 0% | 0% | 0% | 0% | 0% | 0% | 0% | 0% | 0% | 0% | 12.07% | 0% | 0% | 0% | 0% | 0% | 0% | 0% | 0% | 0% | 0% | 0% | 22.41% | 4.31% | 0% | 0% | 0% | 0% | 0% | 0% | 0% | 0% | 0% | 0% | 0% | 0% | 0% | 0% | 0% | 0% | 0% | 0% | 0% | 0% | 1
43 | 18.75% | 0% | 0% | 10% | 0% | 0% | 0% | 0% | 0% | 0% | 0% | 0% | 0% | 0% | 0% | 7.5% | 0% | 0% | 0% | 0% | 0% | 0% | 0% | 0% | 0% | 0% | 51.25% | 0% | 2.5% | 0% | 0% | 0% | 0% | 0% | 0% | 0% | 0% | 0% | 0% | 0% | 0% | 0% | 0% | 0% | 0% | 0% | 0% | 0% | 0% | 0% | 0% | 0% | 0% | 7.5% | 0% | 0% | 0% | 0% | 0% | 0% | 0% | 0% | 0% | 0% | 0% | 0% | 0% | 2.5% | 0% | 1
44 | 0% | 0% | 0% | 0% | 0% | 0% | 0% | 0% | 0% | 0% | 0% | 0% | 0% | 0% | 3.704% | 0% | 35.8% | 0% | 0% | 0% | 0% | 0% | 0% | 0% | 0% | 0% | 0% | 0% | 0% | 0% | 0% | 0% | 0% | 0% | 0% | 0% | 0% | 0% | 0% | 0% | 0% | 0% | 0% | 0% | 0% | 0% | 0% | 1.235% | 59.26% | 0% | 0% | 0% | 0% | 0% | 0% | 0% | 0% | 0% | 0% | 0% | 0% | 0% | 0% | 0% | 0% | 0% | 0% | 0% | 0% | 1
45 | 0% | 0% | 0% | 0% | 0% | 0% | 0% | 0% | 0% | 3.529% | 0% | 0% | 0% | 0% | 4.706% | 0% | 89.41% | 0% | 0% | 0% | 0% | 0% | 0% | 0% | 0% | 0% | 0% | 0% | 0% | 0% | 0% | 0% | 0% | 0% | 0% | 0% | 0% | 0% | 0% | 0% | 0% | 0% | 0% | 0% | 0% | 1.176% | 0% | 0% | 1.176% | 0% | 0% | 0% | 0% | 0% | 0% | 0% | 0% | 0% | 0% | 0% | 0% | 0% | 0% | 0% | 0% | 0% | 0% | 0% | 0% | 1
46 | 0% | 0% | 0% | 0% | 0% | 0% | 11.76% | 0% | 0% | 0% | 11.76% | 0% | 0% | 0% | 0% | 0% | 0% | 0% | 0% | 0% | 0% | 0% | 5.882% | 0% | 0% | 0% | 0% | 0% | 0% | 29.41% | 0% | 0% | 0% | 0% | 0% | 0% | 0% | 0% | 0% | 0% | 17.65% | 0% | 23.53% | 0% | 0% | 0% | 0% | 0% | 0% | 0% | 0% | 0% | 0% | 0% | 0% | 0% | 0% | 0% | 0% | 0% | 0% | 0% | 0% | 0% | 0% | 0% | 0% | 0% | 0% | 1
47 | 0% | 0% | 0% | 0% | 0% | 0% | 0% | 0% | 79.17% | 0% | 0% | 0% | 0% | 20.83% | 0% | 0% | 0% | 0% | 0% | 0% | 0% | 0% | 0% | 0% | 0% | 0% | 0% | 0% | 0% | 0% | 0% | 0% | 0% | 0% | 0% | 0% | 0% | 0% | 0% | 0% | 0% | 0% | 0% | 0% | 0% | 0% | 0% | 0% | 0% | 0% | 0% | 0% | 0% | 0% | 0% | 0% | 0% | 0% | 0% | 0% | 0% | 0% | 0% | 0% | 0% | 0% | 0% | 0% | 0% | 1
48 | 0% | 0% | 0% | 0% | 0% | 0% | 0% | 0% | 0% | 0% | 0% | 0% | 0% | 22.22% | 0% | 0% | 20.99% | 0% | 0% | 0% | 0% | 0% | 0% | 0% | 0% | 0% | 0% | 0% | 0% | 0% | 0% | 0% | 27.16% | 0% | 0% | 0% | 0% | 0% | 0% | 0% | 0% | 0% | 0% | 0% | 0% | 29.63% | 0% | 0% | 0% | 0% | 0% | 0% | 0% | 0% | 0% | 0% | 0% | 0% | 0% | 0% | 0% | 0% | 0% | 0% | 0% | 0% | 0% | 0% | 0% | 1
50 | 0% | 0% | 0% | 0% | 0% | 0% | 0% | 0% | 0% | 0% | 0% | 0% | 40% | 0% | 0% | 0% | 0% | 0% | 0% | 0% | 0% | 0% | 0% | 0% | 0% | 0% | 0% | 0% | 0% | 0% | 0% | 0% | 0% | 0% | 0% | 0% | 0% | 0% | 0% | 0% | 0% | 0% | 0% | 0% | 0% | 0% | 0% | 0% | 0% | 0% | 60% | 0% | 0% | 0% | 0% | 0% | 0% | 0% | 0% | 0% | 0% | 0% | 0% | 0% | 0% | 0% | 0% | 0% | 0% | 1
51 | 0% | 0% | 0% | 0% | 0% | 0% | 0% | 0% | 0% | 0% | 0% | 0% | 81.25% | 0% | 0% | 0% | 0% | 0% | 0% | 0% | 0% | 0% | 0% | 0% | 0% | 0% | 0% | 0% | 0% | 0% | 0% | 0% | 0% | 0% | 0% | 0% | 0% | 0% | 0% | 0% | 18.75% | 0% | 0% | 0% | 0% | 0% | 0% | 0% | 0% | 0% | 0% | 0% | 0% | 0% | 0% | 0% | 0% | 0% | 0% | 0% | 0% | 0% | 0% | 0% | 0% | 0% | 0% | 0% | 0% | 1

## VEC XFMR capacity by town (hidden)
Subs | ALBANY | ALBURGH | BAKERSFIELD | BARTON | BELVIDERE | BERKSHIRE | BLOOMFIELD | BOLTON | BRIGHTON | BROWNINGTON | BRUNSWICK | CAMBRIDGE | CANAAN | CHARLESTON | COVENTRY | CRAFTSBURY | DERBY | EDEN | ENOSBURGH | ESSEX | FAIRFAX | FAIRFIELD | FERDINAND | FLETCHER | FRANKLIN | GEORGIA | GLOVER | GRAND ISLE | GREENSBORO | GUILDHALL | HIGHGATE | HINESBURG | HOLLAND | HUNTINGTON | HYDE PARK | IRASBURG | ISLE LA MOTTE | JAY | JERICHO | JOHNSON | LEMINGTON | LOWELL | MAIDSTONE | MILTON | MONTGOMERY | MORGAN | MORRISTOWN | NEWPORT CITY | NEWPORT TOWN | NORTH HERO | NORTON | RICHFORD | RICHMOND | SHEFFIELD | SHELBURNE | SHELDON | SOUTH HERO | ST. ALBANS CITY | ST. GEORGE | STARKSBORO | STOWE | SWANTON | TROY | UNDERHILL | WATERVILLE | WESTFIELD | WESTFORD | WHEELOCK | WILLISTON | Totals
1 | 0 | 0 | 0 | 0 | 0 | 0 | 0 | 0 | 0 | 0 | 0 | 0 | 0 | 0 | 0 | 0 | 0 | 0 | 0 | 0 | 2.2477 | 1.6972 | 0 | 0.55046 | 0 | 0.091743 | 0 | 0 | 0 | 0 | 0 | 0 | 0 | 0 | 0 | 0 | 0 | 0 | 0 | 0 | 0 | 0 | 0 | 0 | 0 | 0 | 0 | 0 | 0 | 0 | 0 | 0 | 0 | 0 | 0 | 0 | 0 | 0.3211 | 0 | 0 | 0 | 0.091743 | 0 | 0 | 0 | 0 | 0 | 0 | 0 | 5
2 | 0 | 0 | 0 | 0 | 0 | 0 | 0 | 0 | 0 | 0 | 0 | 0 | 0 | 0 | 0 | 0.11111 | 0 | 1.3333 | 0 | 0 | 0 | 0 | 0 | 0 | 0 | 0 | 0 | 0 | 0 | 0 | 0 | 0 | 0 | 0 | 0.38889 | 0 | 0 | 0 | 0 | 0.66667 | 0 | 0 | 0 | 0 | 0 | 0 | 0 | 0 | 0 | 0 | 0 | 0 | 0 | 0 | 0 | 0 | 0 | 0 | 0 | 0 | 0 | 0 | 0 | 0 | 0 | 0 | 0 | 0 | 0 | 2.5
3 | 0 | 0 | 0 | 0 | 0.44643 | 0 | 0 | 0 | 0 | 0 | 0 | 2.4554 | 0 | 0 | 0 | 0 | 0 | 0 | 0 | 0 | 0 | 0 | 0 | 0.44643 | 0 | 0 | 0 | 0 | 0 | 0 | 0 | 0 | 0 | 0 | 0 | 0 | 0 | 0 | 0 | 1.1161 | 0 | 0 | 0 | 0 | 0 | 0 | 0 | 0 | 0 | 0 | 0 | 0 | 0 | 0 | 0 | 0 | 0 | 0 | 0 | 0 | 0 | 0 | 0 | 0 | 1.7857 | 0 | 0 | 0 | 0 | 6.25
4 | 0 | 0 | 0 | 0 | 0 | 0 | 0 | 0 | 0 | 0 | 0 | 0.03125 | 0 | 0 | 0 | 0 | 0 | 0 | 0 | 0.6875 | 0 | 0 | 0 | 0 | 0 | 0 | 0 | 0 | 0 | 0 | 0 | 0 | 0 | 0 | 0 | 0 | 0 | 0 | 0.09375 | 0 | 0 | 0 | 0 | 0 | 0 | 0 | 0 | 0 | 0 | 0 | 0 | 0 | 0 | 0 | 0 | 0 | 0 | 0 | 0 | 0 | 0 | 0 | 0 | 1.5625 | 0 | 0 | 0.125 | 0 | 0 | 2.5
5 | 0 | 0 | 0 | 0 | 0 | 0 | 0 | 0 | 0 | 0 | 0 | 0 | 0 | 0 | 0 | 0 | 0 | 0 | 0 | 0 | 0 | 0 | 0 | 0 | 0 | 0 | 0 | 0 | 0 | 0 | 0 | 0 | 0 | 0 | 0 | 0.9375 | 0 | 0 | 0 | 0 | 0 | 2.9688 | 0 | 0 | 0 | 0 | 0 | 0 | 0.3125 | 0 | 0 | 0 | 0 | 0 | 0 | 0 | 0 | 0 | 0 | 0 | 0 | 0 | 0.9375 | 0 | 0 | 1.0938 | 0 | 0 | 0 | 6.25
6 | 0 | 0 | 0.23613 | 0 | 0 | 0 | 0 | 0 | 0 | 0 | 0 | 0 | 0 | 0 | 0 | 0 | 0 | 0 | 0 | 0 | 0 | 1.0331 | 0 | 0 | 0 | 0 | 0 | 0 | 0 | 0 | 0 | 0 | 0 | 0 | 0 | 0 | 0 | 0 | 0 | 0 | 0 | 0 | 0 | 0 | 0 | 0 | 0 | 0 | 0 | 0 | 0 | 0 | 0 | 0 | 0 | 0.47226 | 0 | 0 | 0 | 0 | 0 | 0.088548 | 0 | 0 | 0 | 0 | 0 | 0 | 0 | 1.83
7 | 0 | 0 | 0 | 0 | 0 | 0 | 0 | 0 | 0 | 0 | 0 | 0 | 0 | 0 | 0 | 0 | 0 | 0 | 0 | 0 | 0 | 0 | 0 | 0 | 0 | 0 | 0 | 0 | 0 | 0 | 0 | 0 | 0 | 0 | 0 | 0 | 0 | 0 | 0 | 0 | 0 | 0 | 0 | 0 | 1.9444 | 0 | 0 | 0 | 0 | 0 | 0 | 0 | 0 | 0 | 0 | 0 | 0 | 0 | 0 | 0 | 0 | 0 | 0 | 0 | 0 | 0.55556 | 0 | 0 | 0 | 2.5
8 | 0 | 0 | 0 | 0 | 0 | 0 | 0 | 1.803 | 0 | 0 | 0 | 0 | 0 | 0 | 0 | 0 | 0 | 0 | 0 | 0 | 0 | 0 | 0 | 0 | 0 | 0 | 0 | 0 | 0 | 0 | 0 | 0 | 0 | 0 | 0 | 0 | 0 | 0 | 5.197 | 0 | 0 | 0 | 0 | 0 | 0 | 0 | 0 | 0 | 0 | 0 | 0 | 0 | 3.5 | 0 | 0 | 0 | 0 | 0 | 0 | 0 | 0 | 0 | 0 | 0 | 0 | 0 | 0 | 0 | 0 | 10.5
9 | 0 | 0 | 0 | 0 | 0 | 0 | 0 | 0 | 0 | 0 | 0 | 0 | 0 | 0 | 0 | 0 | 0 | 0 | 0 | 0 | 0 | 0 | 0 | 0 | 0 | 0 | 0 | 0 | 0 | 0 | 0 | 0 | 0 | 0 | 0 | 0 | 0 | 0 | 0 | 0 | 0 | 0 | 0 | 0 | 0 | 0 | 0 | 0 | 0 | 0 | 0 | 0 | 0 | 0 | 1.7571 | 0 | 0 | 0 | 8.4929 | 0 | 0 | 0 | 0 | 0 | 0 | 0 | 0 | 0 | 30.75 | 41
10 | [69 empty] | 0
11 | 0 | 0 | 0 | 0 | 0 | 0 | 0 | 0 | 0 | 0 | 0 | 0 | 0 | 0 | 0 | 0 | 0 | 0 | 0 | 0.7377 | 0 | 0 | 0 | 0 | 0 | 0 | 0 | 0 | 0 | 0 | 0 | 0 | 0 | 0 | 0 | 0 | 0 | 0 | 0 | 0 | 0 | 0 | 0 | 0.20492 | 0 | 0 | 0 | 0 | 0 | 0 | 0 | 0 | 0 | 0 | 0 | 0 | 0 | 0 | 0 | 0 | 0 | 0 | 0 | 0 | 0 | 0 | 1.5574 | 0 | 0 | 2.5
12 | 0 | 0 | 0 | 0 | 0 | 0 | 0 | 0 | 0 | 0 | 0 | 0 | 0 | 0 | 0 | 0 | 0 | 0 | 0 | 0 | 0.75581 | 0 | 0 | 0.23256 | 0 | 0 | 0 | 0 | 0 | 0 | 0 | 0 | 0 | 0 | 0 | 0 | 0 | 0 | 0 | 0 | 0 | 0 | 0 | 0 | 0 | 0 | 0 | 0 | 0 | 0 | 0 | 0 | 0 | 0 | 0 | 0 | 0 | 0 | 0 | 0 | 0 | 0 | 0 | 0 | 0 | 0 | 1.5116 | 0 | 0 | 2.5
13 | 0 | 0 | 0 | 0 | 0 | 0 | 0 | 0 | 0 | 0 | 0 | 0.99315 | 0 | 0 | 0 | 0 | 0 | 0 | 0 | 0 | 0 | 0 | 0 | 0 | 0 | 0 | 0 | 0 | 0 | 0 | 0 | 0 | 0 | 0 | 0 | 0 | 0 | 0 | 0 | 0 | 0 | 0 | 0 | 0 | 0 | 0 | 0 | 0 | 0 | 0 | 0 | 0 | 0 | 0 | 0 | 0 | 0 | 0 | 0 | 0 | 0 | 0 | 0 | 1.4041 | 0 | 0 | 0.10274 | 0 | 0 | 2.5
14 | 0 | 0 | 0 | 0 | 0 | 0 | 0 | 0 | 0 | 0 | 0 | 0.15 | 0 | 0 | 0 | 0 | 0 | 0 | 0 | 0 | 0 | 0 | 0 | 0 | 0 | 0 | 0 | 0 | 0 | 0 | 0 | 0 | 0 | 0 | 0 | 0 | 0 | 0 | 0 | 0.65 | 0 | 0 | 0 | 0 | 0 | 0 | 1.2 | 0 | 0 | 0 | 0 | 0 | 0 | 0 | 0 | 0 | 0 | 0 | 0 | 0 | 0.5 | 0 | 0 | 0 | 0 | 0 | 0 | 0 | 0 | 2.5
15 | 0 | 0 | 0 | 0 | 0 | 0 | 0 | 0 | 0 | 0 | 0 | 10.5 | 0 | 0 | 0 | 0 | 0 | 0 | 0 | 0 | 0 | 0 | 0 | 0 | 0 | 0 | 0 | 0 | 0 | 0 | 0 | 0 | 0 | 0 | 0 | 0 | 0 | 0 | 0 | 0 | 0 | 0 | 0 | 0 | 0 | 0 | 0 | 0 | 0 | 0 | 0 | 0 | 0 | 0 | 0 | 0 | 0 | 0 | 0 | 0 | 0 | 0 | 0 | 0 | 0 | 0 | 0 | 0 | 0 | 10.5
17 | 0 | 0 | 0 | 0 | 0 | 0 | 0 | 0 | 0 | 0 | 0 | 0 | 0 | 0 | 0 | 0 | 0 | 0 | 0 | 0 | 0 | 0 | 0 | 0 | 0 | 0 | 0 | 0 | 0 | 0 | 0 | 0 | 0 | 0 | 0 | 0 | 0 | 3.3333 | 0 | 0 | 0 | 0 | 0 | 0 | 0 | 0 | 0 | 0 | 0 | 0 | 0 | 0 | 0 | 0 | 0 | 0 | 0 | 0 | 0 | 0 | 0 | 0 | 0.83333 | 0 | 0 | 0.83333 | 0 | 0 | 0 | 5
19 | 0 | 0 | 0 | 0 | 0 | 0 | 0 | 0 | 0 | 0 | 0 | 0 | 0 | 0 | 0 | 0 | 0 | 0 | 0 | 0 | 0 | 0 | 0 | 0 | 0 | 0 | 0 | 0 | 0 | 0 | 0 | 3.4391 | 0 | 2.6783 | 0 | 0 | 0 | 0 | 0 | 0 | 0 | 0 | 0 | 0 | 0 | 0 | 0 | 0 | 0 | 0 | 0 | 0 | 1.6739 | 0 | 0 | 0 | 0 | 0 | 0.091304 | 0.36522 | 0 | 0 | 0 | 0 | 0 | 0 | 0 | 0 | 0.15217 | 8.4
20 | 0 | 0 | 0 | 0 | 0 | 0 | 0 | 0 | 0 | 0 | 0 | 0 | 0 | 0 | 0 | 0 | 0 | 0 | 0 | 0 | 0 | 0 | 0 | 0 | 0 | 0 | 0 | 0 | 0 | 0 | 0 | 0 | 0 | 0 | 0 | 0 | 0 | 0 | 0 | 0 | 0 | 0 | 0 | 0 | 0 | 0 | 0 | 0 | 0 | 0 | 0 | 0 | 0 | 0 | 0 | 0 | 0 | 0.5 | 0 | 0 | 0 | 0 | 0 | 0 | 0 | 0 | 0 | 0 | 0 | 0.5
24 | 0 | 0 | 0 | 0 | 0.833 | 0 | 0 | 0 | 0 | 0 | 0 | 0 | 0 | 0 | 0 | 0 | 0 | 0 | 0 | 0 | 0 | 0 | 0 | 0 | 0 | 0 | 0 | 0 | 0 | 0 | 0 | 0 | 0 | 0 | 0 | 0 | 0 | 0 | 0 | 0 | 0 | 0 | 0 | 0 | 0 | 0 | 0 | 0 | 0 | 0 | 0 | 0 | 0 | 0 | 0 | 0 | 0 | 0 | 0 | 0 | 0 | 0 | 0 | 0 | 0 | 0 | 0 | 0 | 0 | 0.833
27 | 0 | 0 | 0 | 0 | 0 | 0 | 0 | 0 | 0 | 0 | 0 | 0 | 0 | 0 | 0 | 0 | 0 | 0 | 0 | 0 | 0 | 0 | 0 | 0 | 0 | 0 | 0 | 0 | 0 | 0 | 1.1 | 0 | 0 | 0 | 0 | 0 | 0 | 0 | 0 | 0 | 0 | 0 | 0 | 0 | 0 | 0 | 0 | 0 | 0 | 0 | 0 | 0 | 0 | 0 | 0 | 0 | 0 | 0 | 0 | 0 | 0 | 0 | 0 | 0 | 0 | 0 | 0 | 0 | 0 | 1.1
28 | 0 | 7.1207 | 0 | 0 | 0 | 0 | 0 | 0 | 0 | 0 | 0 | 0 | 0 | 0 | 0 | 0 | 0 | 0 | 0 | 0 | 0 | 0 | 0 | 0 | 0 | 0 | 0 | 0 | 0 | 0 | 0 | 0 | 0 | 0 | 0 | 0 | 2.4138 | 0 | 0 | 0 | 0 | 0 | 0 | 0 | 0 | 0 | 0 | 0 | 0 | 1.931 | 0 | 0 | 0 | 0 | 0 | 0 | 0 | 0 | 0 | 0 | 0 | 2.5345 | 0 | 0 | 0 | 0 | 0 | 0 | 0 | 14
29 | 0 | 0 | 0 | 0 | 0 | 0 | 0 | 0 | 0 | 0 | 0 | 0 | 0 | 0 | 0 | 0 | 0 | 0 | 0 | 0 | 0 | 0 | 0 | 0 | 0 | 0 | 0 | 9.9835 | 0 | 0 | 0 | 0 | 0 | 0 | 0 | 0 | 0 | 0 | 0 | 0 | 0 | 0 | 0 | 0 | 0 | 0 | 0 | 0 | 0 | 2.6007 | 0 | 0 | 0 | 0 | 0 | 0 | 9.8157 | 0 | 0 | 0 | 0 | 0 | 0 | 0 | 0 | 0 | 0 | 0 | 0 | 22.4
30 | 0 | 0 | 0 | 0 | 0 | 3.3967 | 0 | 0 | 0 | 0 | 0 | 0 | 0 | 0 | 0 | 0 | 0 | 0 | 0.67935 | 0 | 0 | 0 | 0 | 0 | 2.3098 | 0 | 0 | 0 | 0 | 0 | 0 | 0 | 0 | 0 | 0 | 0 | 0 | 0 | 0 | 0 | 0 | 0 | 0 | 0 | 2.1739 | 0 | 0 | 0 | 0 | 0 | 0 | 0.40761 | 0 | 0 | 0 | 0.40761 | 0 | 0 | 0 | 0 | 0 | 0 | 0 | 0 | 0 | 0 | 0 | 0 | 0 | 9.375
31 | 0 | 0 | 0 | 0 | 0 | 0.31125 | 0 | 0 | 0 | 0 | 0 | 0 | 0 | 0 | 0 | 0 | 0 | 0 | 0 | 0 | 0 | 0 | 0 | 0 | 0 | 0 | 0 | 0 | 0 | 0 | 0 | 0 | 0 | 0 | 0 | 0 | 0 | 0 | 0 | 0 | 0 | 0 | 0 | 0 | 0 | 0 | 0 | 0 | 0 | 0 | 0 | 7.1588 | 0 | 0 | 0 | 0 | 0 | 0 | 0 | 0 | 0 | 0 | 0 | 0 | 0 | 0 | 0 | 0 | 0 | 7.47
32 | 0 | 0 | 0 | 0 | 0 | 0 | 0 | 0 | 0 | 0 | 0 | 0 | 0 | 0 | 0 | 0 | 0 | 0 | 0 | 0 | 0 | 0 | 0 | 0 | 2.183 | 0 | 0 | 0 | 0 | 0 | 1.862 | 0 | 0 | 0 | 0 | 0 | 0 | 0 | 0 | 0 | 0 | 0 | 0 | 0 | 0 | 0 | 0 | 0 | 0 | 0 | 0 | 0 | 0 | 0 | 0 | 0.64205 | 0 | 0 | 0 | 0 | 0 | 0 | 0 | 0 | 0 | 0 | 0 | 0 | 0 | 4.687
36 | [69 empty] | 0
37 | [69 empty] | 0
38 | [69 empty] | 0
40 | [69 empty] | 0
41 | 0 | 0 | 0 | 0 | 0 | 0 | 0 | 0 | 0 | 0 | 0 | 0 | 0 | 0 | 0 | 0 | 0 | 0 | 0 | 0 | 0 | 0 | 0 | 0 | 0 | 0 | 0 | 0 | 0 | 0 | 0 | 0 | 0 | 0 | 0 | 0 | 0 | 0.13785 | 0 | 0 | 0 | 0 | 0 | 0 | 0 | 0 | 0 | 0.96497 | 0.34463 | 0 | 0 | 0 | 0 | 0 | 0 | 0 | 0 | 0 | 0 | 0 | 0 | 0 | 2.8949 | 0 | 0 | 0.34463 | 0 | 0 | 0 | 4.687
42 | 2.4828 | 0 | 0 | 0 | 0 | 0 | 0 | 0 | 0 | 0 | 0 | 0 | 0 | 0 | 1.9397 | 1.0862 | 0 | 0 | 0 | 0 | 0 | 0 | 0 | 0 | 0 | 0 | 0 | 0 | 0 | 0 | 0 | 0 | 0 | 0 | 0 | 1.0862 | 0 | 0 | 0 | 0 | 0 | 0 | 0 | 0 | 0 | 0 | 0 | 2.0172 | 0.38793 | 0 | 0 | 0 | 0 | 0 | 0 | 0 | 0 | 0 | 0 | 0 | 0 | 0 | 0 | 0 | 0 | 0 | 0 | 0 | 0 | 9
43 | 1.6875 | 0 | 0 | 0.9 | 0 | 0 | 0 | 0 | 0 | 0 | 0 | 0 | 0 | 0 | 0 | 0.675 | 0 | 0 | 0 | 0 | 0 | 0 | 0 | 0 | 0 | 0 | 4.6125 | 0 | 0.225 | 0 | 0 | 0 | 0 | 0 | 0 | 0 | 0 | 0 | 0 | 0 | 0 | 0 | 0 | 0 | 0 | 0 | 0 | 0 | 0 | 0 | 0 | 0 | 0 | 0.675 | 0 | 0 | 0 | 0 | 0 | 0 | 0 | 0 | 0 | 0 | 0 | 0 | 0 | 0.225 | 0 | 9
44 | [69 empty] | 0
45 | 0 | 0 | 0 | 0 | 0 | 0 | 0 | 0 | 0 | 0.49412 | 0 | 0 | 0 | 0 | 0.65882 | 0 | 12.5176 | 0 | 0 | 0 | 0 | 0 | 0 | 0 | 0 | 0 | 0 | 0 | 0 | 0 | 0 | 0 | 0 | 0 | 0 | 0 | 0 | 0 | 0 | 0 | 0 | 0 | 0 | 0 | 0 | 0.16471 | 0 | 0 | 0.16471 | 0 | 0 | 0 | 0 | 0 | 0 | 0 | 0 | 0 | 0 | 0 | 0 | 0 | 0 | 0 | 0 | 0 | 0 | 0 | 0 | 14
46 | [69 empty] | 0
47 | [69 empty] | 0
48 | 0 | 0 | 0 | 0 | 0 | 0 | 0 | 0 | 0 | 0 | 0 | 0 | 0 | 1.5556 | 0 | 0 | 1.4691 | 0 | 0 | 0 | 0 | 0 | 0 | 0 | 0 | 0 | 0 | 0 | 0 | 0 | 0 | 0 | 1.9012 | 0 | 0 | 0 | 0 | 0 | 0 | 0 | 0 | 0 | 0 | 0 | 0 | 2.0741 | 0 | 0 | 0 | 0 | 0 | 0 | 0 | 0 | 0 | 0 | 0 | 0 | 0 | 0 | 0 | 0 | 0 | 0 | 0 | 0 | 0 | 0 | 0 | 7
50 | 0 | 0 | 0 | 0 | 0 | 0 | 0 | 0 | 0 | 0 | 0 | 0 | 0.3996 | 0 | 0 | 0 | 0 | 0 | 0 | 0 | 0 | 0 | 0 | 0 | 0 | 0 | 0 | 0 | 0 | 0 | 0 | 0 | 0 | 0 | 0 | 0 | 0 | 0 | 0 | 0 | 0 | 0 | 0 | 0 | 0 | 0 | 0 | 0 | 0 | 0 | 0.5994 | 0 | 0 | 0 | 0 | 0 | 0 | 0 | 0 | 0 | 0 | 0 | 0 | 0 | 0 | 0 | 0 | 0 | 0 | 0.999
51 | 0 | 0 | 0 | 0 | 0 | 0 | 0 | 0 | 0 | 0 | 0 | 0 | 5.0781 | 0 | 0 | 0 | 0 | 0 | 0 | 0 | 0 | 0 | 0 | 0 | 0 | 0 | 0 | 0 | 0 | 0 | 0 | 0 | 0 | 0 | 0 | 0 | 0 | 0 | 0 | 0 | 1.1719 | 0 | 0 | 0 | 0 | 0 | 0 | 0 | 0 | 0 | 0 | 0 | 0 | 0 | 0 | 0 | 0 | 0 | 0 | 0 | 0 | 0 | 0 | 0 | 0 | 0 | 0 | 0 | 0 | 6.25
Totals: | 4.1703 | 7.1207 | 0.23613 | 0.9 | 1.2794 | 3.708 | 0 | 1.803 | 0 | 0.49412 | 0 | 14.1298 | 5.4777 | 1.5556 | 2.5985 | 1.8723 | 13.9868 | 1.3333 | 0.67935 | 1.4252 | 3.0035 | 2.7303 | 0 | 1.2294 | 4.4928 | 0.091743 | 4.6125 | 9.9835 | 0.225 | 0 | 2.962 | 3.4391 | 1.9012 | 2.6783 | 0.38889 | 2.0237 | 2.4138 | 3.4712 | 5.2907 | 2.4327 | 1.1719 | 2.9688 | 0 | 0.20492 | 4.1184 | 2.2388 | 1.2 | 2.9822 | 1.2098 | 4.5318 | 0.5994 | 7.5664 | 5.1739 | 0.675 | 1.7571 | 1.5219 | 9.8157 | 0.8211 | 8.5842 | 0.36522 | 0.5 | 2.7148 | 4.6657 | 2.9666 | 1.7857 | 2.8273 | 3.2967 | 0.225 | 30.9022 | 223.531

## Transmission
Index | Upgrade | DER level at the 1st violation | Number of violation events | Category | Length (Miles) | Esti­mated Cost | Cost | Affected DUs | Lead DU | ACRPC | BCRC | CCRPC | CVRPC | LCPC | MARC | NRPC | NVDA | RRPC | TRORC | WRC
1 | Rebuild 115 kV line between Highgate and Georgia | 450 MW | 4 | Bulk | 17 | $61M | 61 | All Vermont DUs | GMP |  |  |  |  | x |  | x | x
2 | Rebuild 115 kV line between Sand Bar and Essex | 450 MW | 1 | Bulk | 11.2 | $34M | 34 | All Vermont DUs | GMP |  |  |  |  | x |  | x | x
3 | Rebuild Gorge - McNeil-35 kV line | 450 MW | 1 | Subsystem | 2.3 | $0.9M | 0.9 | GMP | GMP |  |  | x |  | x |  | x | x
4 | Rebuild Brandon - Mendon Tap 46 kV line | 450 MW | (No out­age) 487 | Subsystem | 14.6 | $5.8M | 5.8 | GMP | GMP | [8 empty] | x
5 | Rebuild Windsor-Highbridge 46 kV line | 450 MW | (No out­age) 485 | Subsystem | 6.2 | $2.5M | 2.5 | GMP | GMP | [5 empty] | x
6 | Rebuild Newfane-G Pacific 46 kV line | 450 MW | 1 | Subsystem | 11.9 | $4.8M | 4.8 | GMP | GMP |  | x | [8 empty] | x
7 | Rebuild Websterville- South End 35 kV line | 450 MW | (No out­age) 487 | Subsystem | 2.9 | $1.2M | 1.2 | GMP | GMP |  |  |  | x
8 | Rebuild 115 kV line between Williston and New Haven substations | 500 MW | (No out­age) 45 | Bulk | 20.8 | $56M | 56 | All Vermont DUs | GMP |  |  | x
9 | Rebuild 115 kV line between Middlebury and West Rutland | 600 MW | 1 | Bulk | 28 | $104M | 104 | All Vermont DUs | GMP | x |  | x
10 | Rebuild Taftsville – Windsor 46 kV line | 600 MW | 470 | Subsystem | 10.6 | $4.2M | 4.2 | GMP | GMP |  |  |  | x |  | x
11 | Rebuild 115 kV line between Essex and Williston substations | 650 MW | (No out­age) 478 | Bulk | 8.3 | $27M | 27 | All Vermont DUs | GMP |  |  |  | x | x
12 | Replace Vernon Road transformer | 650 MW | 1 | Predominantly Bulk | N/A | $3.8M | 3.8 | All Vermont DUs | GMP | [5 empty] | x |  |  |  |  | x
13 | Rebuild E Barnard-Woodstock 46 kV line | 650 MW | 484 | Subsystem | 10.2 | $4.1M | 4.1 | GMP | GMP |  |  |  | x
14 | Rebuild 115 kV line between New Haven and Vergennes | 700 MW | 3 | Bulk | 6.7 | $35M | 35 | All Vermont DUs | GMP | x |  | x
15 | Rebuild Smead Road-Brandon 46 kV line | 700 MW | 1 | Subsystem | 8.4 | $3.4M | 3.4 | GMP | GMP | [8 empty] | x
16 | Replace Irasburg transformer | 800 MW | 2 | Predominantly Bulk | N/A | $3.9M | 3.9 | All Vermont DUs | GMP |  |  |  |  | x |  | x | x
17 | Rebuild Windsor V4 - Windsor 46 kV line | 800 MW | 2 | Subsystem | 1.5 | $0.6M | 0.6 | GMP | GMP |  |  |  | x |  | x
18 | Rebuild 115 kV line between Georgia and Global Foundries | 850 MW | 1 | Bulk | 17.7 | $45M | 45 | All Vermont DUs | GMP |  |  |  |  | x |  | x | x
19 | Rebuild 115 kV line between New Haven and Middlebury | 900 MW | 1 | Bulk | 7.5 | $21M | 21 | All Vermont DUs | GMP | x |  | x
20 | Rebuild 115 kV line between North Rutland and Coolidge | 900 MW | 1 | Bulk | 23.8 | $70M | 70 | All Vermont DUs | GMP |  |  | x | [5 empty] | x
21 | Replace Middlebury equipment | 900 MW | 19 | Predominantly Bulk | N/A | $0.1M | 0.1 | All Vermont DUs | GMP | x |  | x
22 | Rebuild Little River – Duxbury 35 kV line | 900 MW | 2 | Subsystem | 3.3 | $1.3M | 1.3 | GMP | GMP |  |  | x | x | x
23 | Replace Windsor transformer | 950 MW | 6 | Predominantly Bulk | N/A | $4.9M | 4.9 | All Vermont DUs | GMP | [5 empty] | x
24 | Replace Vergennes transformer | 950 MW | 1 | Predominantly Bulk | N/A | $4.5M | 4.5 | All Vermont DUs | GMP | x |  | x
25 | Rebuild 115 kV lines between West Rutland & North Rutland | 1000 MW | 1 | Bulk | 5.1 | $14M | 14 | All Vermont DUs | GMP |  |  | x |  | x |  |  |  | x
26 | Rebuild Ballard Rd –Clark Falls 35 kV line | 1000 MW | 4 | Subsystem | 4.3 | $1.7M | 1.7 | GMP | GMP |  |  | x | x

## RPC Counties (hidden)
County | RPC
Grand Isle | NRPC
Franklin | NRPC
Orleans | NVDA
Essex | NVDA
Caledonia | NVDA
Lamoille | LCPC
Chittenden | CCRPC
Washington | CVRPC
Addison | ACRPC
Orange | TRORC
Windsor | TRORC
Rutland | RRPC
Bennington | BCRC
Windham | WRC

## RPC Towns (hidden)
Town | RPC | In All Towns | Exclude
Addison | ACRPC | Addison
Albany | NVDA | Albany
Alburgh Town | NRPC | #Not found | x
Alburgh Village | NRPC | #Not found | x
Andover | MARC | Andover
Arlington | BCRC | Arlington
Athens | WRC | Athens
Averill | NVDA | Averill
Avery's Gore | NVDA | Avery's Gore
Bakersfield | NRPC | Bakersfield
Baltimore | MARC | Baltimore
Barnard | TRORC | Barnard
Barnet | NVDA | Barnet
Barre City | CVRPC | Barre City
Barre Town | CVRPC | Barre Town
Barton | NVDA | Barton
Belvidere | LCPC | Belvidere
Bennington | BCRC | Bennington
Benson | RRPC | Benson
Berkshire | NRPC | Berkshire
Berlin | CVRPC | Berlin
Bethel | TRORC | Bethel
Bloomfield | NVDA | Bloomfield
Bolton | CCRPC | Bolton
Bradford | TRORC | Bradford
Braintree | TRORC | Braintree
Brandon | RRPC | Brandon
Brattleboro | WRC | Brattleboro
Bridgewater | TRORC | Bridgewater
Bridport | ACRPC | Bridport
Brighton | NVDA | Brighton
Bristol | ACRPC | Bristol
Brookfield | TRORC | Brookfield
Brookline | WRC | Brookline
Brownington | NVDA | Brownington
Brunswick | NVDA | Brunswick
Buels Gore | CCRPC | Buels Gore
Burke | NVDA | Burke
Burlington | CCRPC | Burlington
Cabot | CVRPC | Cabot
Calais | CVRPC | Calais
Cambridge | LCPC | Cambridge
Canaan | NVDA | Canaan
Castleton | RRPC | Castleton
Cavendish | MARC | Cavendish
Charleston | NVDA | Charleston
Charlotte | CCRPC | Charlotte
Chelsea | TRORC | Chelsea
Chester | MARC | Chester
Chittenden | RRPC | Chittenden
Clarendon | RRPC | Clarendon
Colchester | CCRPC | Colchester
Concord | NVDA | Concord
Corinth | TRORC | Corinth
Cornwall | ACRPC | Cornwall
Coventry | NVDA | Coventry
Craftsbury | NVDA | Craftsbury
Danby | RRPC | Danby
Danville | NVDA | Danville
Derby | NVDA | Derby
Dorset | BCRC | Dorset
Dover | WRC | Dover
Dummerston | WRC | Dummerston
Duxbury | CVRPC | Duxbury
East Haven | NVDA | East Haven
East Montpelier | CVRPC | East Montpelier
Eden | LCPC | Eden
Enosburg Falls | NRPC | #Not found | x
Enosburgh | NRPC | Enosburgh
Essex | CCRPC | Essex
Essex Junction | CCRPC | Essex Junction | x
Fair Haven | RRPC | Fair Haven
Fairfax | NRPC | Fairfax
Fairfield | NRPC | Fairfield
Fairlee | TRORC | Fairlee
Fayston | CVRPC | Fayston
Ferdinand | NVDA | Ferdinand
Ferrisburgh | ACRPC | Ferrisburgh
Fletcher | NRPC | Fletcher
Franklin | NRPC | Franklin
Georgia | NRPC | Georgia
Glastenbury | BCRC | Glastenbury
Glover | NVDA | Glover
Goshen | ACRPC | Goshen
Grafton | WRC | Grafton
Granby | NVDA | Granby
Grand Isle | NRPC | Grand Isle
Granville | TRORC | Granville
Greensboro | NVDA | Greensboro
Groton | NVDA | Groton
Guildhall | NVDA | Guildhall
Guilford | WRC | Guilford
Halifax | WRC | Halifax
Hancock | TRORC | Hancock
Hardwick | NVDA | Hardwick
Hartford | TRORC | Hartford
Hartland | TRORC | Hartland
Highgate | NRPC | Highgate
Hinesburg | CCRPC | Hinesburg
Holland | NVDA | Holland
Hubbardton | RRPC | Hubbardton
Huntington | CCRPC | Huntington
Hyde Park | LCPC | Hyde Park
Ira | RRPC | Ira
Irasburg | NVDA | Irasburg
Isle La Motte | NRPC | Isle La Motte
Jamaica | WRC | Jamaica
Jay | NVDA | Jay
Jericho | CCRPC | Jericho
Johnson | LCPC | Johnson
Killington | RRPC | Killington
Kirby | NVDA | Kirby
Landgrove | BCRC | Landgrove
Leicester | ACRPC | Leicester
Lemington | NVDA | Lemington
Lewis | NVDA | Lewis
Lincoln | ACRPC | Lincoln
Londonderry | WRC | Londonderry
Lowell | NVDA | Lowell
Ludlow | MARC | Ludlow
Lunenburg | NVDA | Lunenburg
Lyndon | NVDA | Lyndon
Maidstone | NVDA | Maidstone
Manchester | BCRC | Manchester
Marlboro | WRC | Marlboro
Marshfield | CVRPC | Marshfield
Mendon | RRPC | Mendon
Middlebury | ACRPC | Middlebury
Middlesex | CVRPC | Middlesex
Middletown Springs | RRPC | Middletown Springs
Milton | CCRPC | Milton
Monkton | ACRPC | Monkton
Montgomery | NRPC | Montgomery
Montpelier | CVRPC | Montpelier
Moretown | CVRPC | Moretown
Morgan | NVDA | Morgan
Morristown | LCPC | Morristown
Mount Holly | RRPC | Mount Holly
Mount Tabor | RRPC | Mount Tabor
New Haven | ACRPC | New Haven
Newark | NVDA | Newark
Newbury | TRORC | Newbury
Newfane | WRC | Newfane
Newport City | NVDA | Newport City
Newport Town | NVDA | Newport Town
North Hero | NRPC | North Hero
Northfield | CVRPC | Northfield
Norton | NVDA | Norton
Norwich | TRORC | Norwich
Orange | CVRPC | Orange
Orwell | ACRPC | Orwell
Panton | ACRPC | Panton
Pawlet | RRPC | Pawlet
Peacham | NVDA | Peacham
Peru | BCRC | Peru
Pittsfield | TRORC | Pittsfield
Pittsford | RRPC | Pittsford
Plainfield | CVRPC | Plainfield
Plymouth | TRORC | Plymouth
Pomfret | TRORC | Pomfret
Poultney | RRPC | Poultney
Pownal | BCRC | Pownal
Proctor | RRPC | Proctor
Putney | WRC | Putney
Randolph | TRORC | Randolph
Reading | MARC | Reading
Readsboro | WRC | Readsboro
Richford | NRPC | Richford
Richmond | CCRPC | Richmond
Ripton | ACRPC | Ripton
Rochester | TRORC | Rochester
Rockingham | WRC | Rockingham
Roxbury | CVRPC | Roxbury
Royalton | TRORC | Royalton
Rupert | BCRC | Rupert
Rutland City | RRPC | Rutland City
Rutland Town | RRPC | Rutland Town
Ryegate | NVDA | Ryegate
Salisbury | ACRPC | Salisbury
Sandgate | BCRC | Sandgate
Searsburg | WRC | Searsburg
Shaftsbury | BCRC | Shaftsbury
Sharon | TRORC | Sharon
Sheffield | NVDA | Sheffield
Shelburne | CCRPC | Shelburne
Sheldon | NRPC | Sheldon
Shoreham | ACRPC | Shoreham
Shrewsbury | RRPC | Shrewsbury
Somerset | WRC | Somerset
South Burlington | CCRPC | South Burlington
South Hero | NRPC | South Hero
Springfield | MARC | Springfield
St. Albans City | NRPC | St. Albans City
St. Albans Town | NRPC | St. Albans Town
St. George | CCRPC | St. George
St. Johnsbury | NVDA | St. Johnsbury
Stamford | BCRC | Stamford
Stannard | NVDA | Stannard
Starksboro | ACRPC | Starksboro
Stockbridge | TRORC | Stockbridge
Stowe | LCPC | Stowe
Strafford | TRORC | Strafford
Stratton | WRC | Stratton
Sudbury | RRPC | Sudbury
Sunderland | BCRC | Sunderland
Sutton | NVDA | Sutton
Swanton Town | NRPC | #Not found | x
Swanton Village | NRPC | #Not found | x
Thetford | TRORC | Thetford
Tinmouth | RRPC | Tinmouth
Topsham | TRORC | Topsham
Townshend | WRC | Townshend
Troy | NVDA | Troy
Tunbridge | TRORC | Tunbridge
Underhill | CCRPC | Underhill
Vergennes | ACRPC | Vergennes
Vernon | WRC | Vernon
Vershire | TRORC | Vershire
Victory | NVDA | Victory
Waitsfield | CVRPC | Waitsfield
Walden | NVDA | Walden
Wallingford | RRPC | Wallingford
Waltham | ACRPC | Waltham
Wardsboro | WRC | Wardsboro
Warren | CVRPC | Warren
Washington | CVRPC | Washington
Waterbury | CVRPC | Waterbury
Waterford | NVDA | Waterford
Waterville | LCPC | Waterville
Weathersfield | MARC | Weathersfield
Wells | RRPC | Wells
West Fairlee | TRORC | West Fairlee
West Haven | RRPC | West Haven
West Rutland | RRPC | West Rutland
West Windsor | MARC | West Windsor
Westfield | NVDA | Westfield
Westford | CCRPC | Westford
Westminster | WRC | Westminster
Westmore | NVDA | Westmore
Weston | WRC | Weston
Weybridge | ACRPC | Weybridge
Wheelock | NVDA | Wheelock
Whiting | ACRPC | Whiting
Whitingham | WRC | Whitingham
Williamstown | CVRPC | Williamstown
Williston | CCRPC | Williston
Wilmington | WRC | Wilmington
Windham | WRC | Windham
Windsor | MARC | Windsor
Winhall | WRC | Winhall
Winooski | CCRPC | Winooski
Wolcott | LCPC | Wolcott
Woodbury | CVRPC | Woodbury
Woodford | BCRC | Woodford
Woodstock | TRORC | Woodstock
Worcester | CVRPC | Worcester
Worcester | LCPC | Worcester

## RPCs
RPC | Regional Planning Commission | 2020 Population | Land Area (sq mi) | VT Gen. Disaggregation | Transmission Headroom (MW) | Existing Generation (MW) | Annual Production (MWh)
ACRPC | Addison County Regional Planning Commission | 36703 | 677.48 | 6.525% | 30.1 | 70.0345 | 132356.2942
BCRC | Bennington County Regional Commission | 35337 | 573.4 | 5.855% | 66.4 | 23.4834 | 35093.3703
CCRPC | Chittenden County Regional Planning Commission | 168194 | 536.816 | 15.99% | 44 | 196.1222 | 598408.8626
CVRPC | Central Vermont Regional Planning Commission | 65402 | 805.7 | 9.451% | 41.5 | 57.8664 | 119117.8379
LCPC | Lamoille County Planning Commission | 25945 | 458.88 | 4.504% | 25.5 | 22.4153 | 47293.5611
MARC | Mount Ascutney Regional Commission | 24860 | 342.2 | 3.787% | 126.6 | 26.6635 | 44659.1326
NRPC | Northwest Regional Planning Commission | 57249 | 715.23 | 8.327% | 56.7 | 94.0834 | 287134.7903
NVDA | Northeastern Vermont Development Association | 63509 | 2009.585 | 15.83% | 28 | 474.5871 | 1757881.6488
RRPC | Rutland Regional Planning Commission | 60068 | 912.084 | 9.613% | 8.6 | 70.9746 | 115201.9672
TRORC | Two Rivers-Ottauquechee Regional Commission | 57116 | 1272.8 | 11.34% | 59.3 | 97.305 | 252080.2559
WRC | Windham Regional Commission | 48538 | 924.9 | 8.786% | 148.2 | 189.4306 | 623818.6011
|  | 642921 | 9229.075 | 100% | 634.9 | 1322.9659 | 4013046.3222

## Towns (hidden)
Town | County | 2020 Population | Area (sq mi) | Land Area (sq mi) | % water
Addison | Addison | 1365 | 48.93 | 41.7 | 14.78%
Albany | Orleans | 976 | 38.67 | 38.5 | 0.4396%
Alburgh | Grand Isle | 2106 | 48.82 | 29.2 | 40.19%
Andover | Windsor | 568 | 28.78 | 28.6 | 0.6254%
Arlington | Bennington | 2457 | 42.43 | 42.2 | 0.5421%
Athens | Windham | 380 | 13.12 | 13 | 0.9146%
Averill | Essex | 21 | 38.07 | 36 | 5.437%
Avery's Gore | Essex | 0 | 17.6 | 17.565 | 0.1989%
Bakersfield | Franklin | 1273 | 44.63 | 44.5 | 0.2913%
Baltimore | Windsor | 229 | 4.7 | 4.7 | 0%
Barnard | Windsor | 992 | 48.89 | 48.7 | 0.3886%
Barnet | Caledonia | 1663 | 43.58 | 42.2 | 3.167%
Barre Town | Washington | 7923 | 30.72 | 30.6 | 0.3906%
Barton | Orleans | 2872 | 44.88 | 43.7 | 2.629%
Belvidere | Lamoille | 358 | 32.14 | 32.09 | 0.1556%
Bennington | Bennington | 15333 | 42.5 | 42.2 | 0.7059%
Benson | Rutland | 974 | 45.52 | 44 | 3.339%
Berkshire | Franklin | 1547 | 42.23 | 42 | 0.5446%
Berlin | Washington | 2849 | 36.94 | 36.3 | 1.733%
Bethel | Windsor | 1942 | 45.44 | 45.2 | 0.5282%
Bloomfield | Essex | 217 | 40.54 | 40.3 | 0.592%
Bolton | Chittenden | 1301 | 42.53 | 42.2 | 0.7759%
Bradford | Orange | 2790 | 29.84 | 29.8 | 0.134%
Braintree | Orange | 1207 | 38.39 | 38.3 | 0.2344%
Brandon | Rutland | 4129 | 40.14 | 40.1 | 0.09965%
Brattleboro | Windham | 12184 | 32.41 | 32 | 1.265%
Bridgewater | Windsor | 903 | 49.54 | 49.4 | 0.2826%
Bridport | Addison | 1225 | 46.31 | 44 | 4.988%
Brighton | Essex | 1157 | 53.34 | 51.9 | 2.7%
Bristol | Addison | 3782 | 42.18 | 41.5 | 1.612%
Brookfield | Orange | 1244 | 41.4 | 41.4 | 0%
Brookline | Windham | 540 | 12.9 | 12.9 | 0%
Brownington | Orleans | 1042 | 28.45 | 28.3 | 0.5272%
Brunswick | Essex | 88 | 26 | 25.5 | 1.923%
Buels Gore | Chittenden | 29 | 5 | 4.996 | 0.08%
Burke | Caledonia | 1651 | 34.03 | 33.9 | 0.382%
Cabot | Washington | 1443 | 38.53 | 37.3 | 3.192%
Calais | Washington | 1661 | 38.56 | 38 | 1.452%
Cambridge | Lamoille | 3839 | 63.69 | 63.19 | 0.7851%
Canaan | Essex | 896 | 33.43 | 33 | 1.286%
Castleton | Rutland | 4458 | 42.35 | 39 | 7.91%
Cavendish | Windsor | 1392 | 39.71 | 39.5 | 0.5288%
Charleston | Orleans | 984 | 38.82 | 37.5 | 3.4%
Charlotte | Chittenden | 3783 | 50.36 | 41.3 | 17.99%
Chelsea | Orange | 1233 | 39.94 | 39.9 | 0.1002%
Chester | Windsor | 3005 | 55.94 | 55.7 | 0.429%
Chittenden | Rutland | 1237 | 73.8 | 73 | 1.084%
Clarendon | Rutland | 2412 | 31.52 | 31.6 | -0.2538%
Colchester | Chittenden | 17524 | 58.57 | 36.3 | 38.02%
Concord | Essex | 1141 | 53.52 | 51.3 | 4.148%
Corinth | Orange | 1455 | 48.55 | 48.5 | 0.103%
Cornwall | Addison | 1207 | 28.61 | 28.5 | 0.3845%
Coventry | Orleans | 1100 | 27.67 | 27.5 | 0.6144%
Craftsbury | Orleans | 1343 | 39.76 | 39.3 | 1.157%
Danby | Rutland | 1284 | 41.54 | 41.4 | 0.337%
Danville | Caledonia | 2335 | 61.13 | 60.7 | 0.7034%
Derby | Orleans | 4579 | 57.6 | 49.6 | 13.89%
Dorset | Bennington | 2133 | 47.88 | 47.8 | 0.1671%
Dover | Windham | 1798 | 35.33 | 35.3 | 0.08491%
Dummerston | Windham | 1865 | 30.83 | 30.6 | 0.746%
Duxbury | Washington | 1413 | 43.1 | 42.9 | 0.464%
East Haven | Essex | 270 | 37.41 | 37.4 | 0.02673%
East Montpelier | Washington | 2598 | 32.12 | 31.9 | 0.6849%
Eden | Lamoille | 1338 | 64.29 | 63.3 | 1.54%
Elmore | Lamoille | 886 | 39.58 | 39.1 | 1.213%
Enosburgh | Franklin | 2810 | 48.72 | 48.2 | 1.067%
Essex | Chittenden | 22094 | 34.56 | 34.23 | 0.9549%
Fair Haven | Rutland | 2736 | 18.15 | 17.444 | 3.89%
Fairfax | Franklin | 5014 | 40.43 | 39.8 | 1.558%
Fairfield | Franklin | 2044 | 68.5 | 67.4 | 1.606%
Fairlee | Orange | 988 | 21.25 | 20.2 | 4.941%
Fayston | Washington | 1364 | 36.45 | 36.5 | -0.1372%
Ferdinand | Essex | 16 | 52.81 | 52.6 | 0.3977%
Ferrisburgh | Addison | 2646 | 61.16 | 47.4 | 22.5%
Fletcher | Franklin | 1346 | 38 | 37.7 | 0.7895%
Franklin | Franklin | 1363 | 40.76 | 38.4 | 5.79%
Georgia | Franklin | 4845 | 45.22 | 39.3 | 13.09%
Glastenbury | Bennington | 9 | 44.45 | 44.4 | 0.1125%
Glover | Orleans | 1114 | 38.61 | 37.9 | 1.839%
Goshen | Addison | 172 | 20.81 | 20.7 | 0.5286%
Grafton | Windham | 645 | 38.37 | 38.4 | -0.07819%
Granby | Essex | 81 | 39.13 | 39 | 0.3322%
Grand Isle | Grand Isle | 2086 | 35.13 | 16.4 | 53.32%
Granville | Addison | 301 | 51.51 | 51.4 | 0.2136%
Greensboro | Orleans | 811 | 39.39 | 37.8 | 4.037%
Groton | Caledonia | 984 | 54.96 | 53.7 | 2.293%
Guildhall | Essex | 262 | 33.09 | 32.8 | 0.8764%
Guilford | Windham | 2120 | 39.96 | 39.9 | 0.1502%
Halifax | Windham | 771 | 39.81 | 39.7 | 0.2763%
Hancock | Addison | 359 | 38.13 | 38 | 0.3409%
Hardwick | Caledonia | 2920 | 39.02 | 38.6 | 1.076%
Hartford | Windsor | 10686 | 45.88 | 45 | 1.918%
Hartland | Windsor | 3446 | 45.2 | 45 | 0.4425%
Highgate | Franklin | 3472 | 59.74 | 50.7 | 15.13%
Hinesburg | Chittenden | 4698 | 39.83 | 39.4 | 1.08%
Holland | Orleans | 632 | 38.08 | 37.6 | 1.261%
Hubbardton | Rutland | 735 | 28.84 | 27.5 | 4.646%
Huntington | Chittenden | 1934 | 38.04 | 38 | 0.1052%
Hyde Park | Lamoille | 3020 | 38.93 | 37.6 | 3.416%
Ira | Rutland | 368 | 21.3 | 21.3 | 0%
Irasburg | Orleans | 1233 | 40.58 | 40.5 | 0.1971%
Isle La Motte | Grand Isle | 488 | 16.66 | 7.9 | 52.58%
Jamaica | Windham | 1005 | 49.46 | 49.3 | 0.3235%
Jay | Orleans | 551 | 33.97 | 33.9 | 0.2061%
Jericho | Chittenden | 5104 | 35.55 | 35.4 | 0.4219%
Johnson | Lamoille | 3491 | 45.09 | 44.7 | 0.8649%
Killington | Rutland | 1407 | 46.86 | 46.6 | 0.5548%
Kirby | Caledonia | 575 | 24.42 | 24.4 | 0.0819%
Landgrove | Bennington | 177 | 9.17 | 9.1 | 0.7634%
Leicester | Addison | 990 | 21.78 | 20.8 | 4.5%
Lemington | Essex | 87 | 35.52 | 35.4 | 0.3378%
Lewis | Essex | 2 | 39.66 | 39.6 | 0.1513%
Lincoln | Addison | 1323 | 44.6 | 44.4 | 0.4484%
Londonderry | Windham | 1919 | 35.9 | 35.7 | 0.5571%
Lowell | Orleans | 887 | 56.08 | 56 | 0.1427%
Ludlow | Windsor | 2172 | 35.7 | 35.2 | 1.401%
Lunenburg | Essex | 1246 | 45.78 | 45.1 | 1.485%
Lyndon | Caledonia | 5491 | 39.82 | 39.5 | 0.8036%
Maidstone | Essex | 211 | 32.3 | 30.5 | 5.573%
Manchester | Bennington | 4484 | 42.25 | 42.1 | 0.355%
Marlboro | Windham | 1722 | 40.65 | 40.3 | 0.861%
Marshfield | Washington | 1583 | 43.43 | 43.4 | 0.06908%
Mendon | Rutland | 1149 | 38.09 | 38.1 | -0.02625%
Middlebury | Addison | 9152 | 39.22 | 38.8 | 1.071%
Middlesex | Washington | 1779 | 39.87 | 39.7 | 0.4264%
Middletown Springs | Rutland | 794 | 22.8 | 22.8 | 0%
Milton | Chittenden | 10723 | 60.89 | 51.5 | 15.42%
Monkton | Addison | 2079 | 36.24 | 35.9 | 0.9382%
Montgomery | Franklin | 1184 | 56.7 | 56.6 | 0.1764%
Moretown | Washington | 1753 | 40.21 | 39.9 | 0.771%
Morgan | Orleans | 638 | 33.82 | 31.3 | 7.451%
Morristown | Lamoille | 5434 | 51.68 | 51.15 | 1.026%
Mount Holly | Rutland | 1385 | 49.57 | 49.2 | 0.7464%
Mount Tabor | Rutland | 210 | 43.81 | 43.7 | 0.2511%
New Haven | Addison | 1683 | 41.54 | 41.2 | 0.8185%
Newark | Caledonia | 584 | 37.21 | 36.8 | 1.102%
Newbury | Orange | 2293 | 64.81 | 64.2 | 0.9412%
Newfane | Windham | 1645 | 40.52 | 40.2 | 0.7897%
Newport Town | Orleans | 1526 | 43.52 | 41.7 | 4.182%
North Hero | Grand Isle | 939 | 46.57 | 13.4 | 71.23%
Northfield | Washington | 5918 | 43.63 | 43.5 | 0.298%
Norton | Essex | 153 | 39.62 | 39.2 | 1.06%
Norwich | Windsor | 3612 | 44.68 | 44.4 | 0.6267%
Orange | Orange | 1048 | 39.01 | 38.8 | 0.5383%
Orwell | Addison | 1239 | 49.67 | 47.2 | 4.973%
Panton | Addison | 646 | 22.06 | 15.5 | 29.74%
Pawlet | Rutland | 1424 | 42.9 | 42.9 | 0%
Peacham | Caledonia | 715 | 47.68 | 46.6 | 2.265%
Peru | Bennington | 531 | 37.34 | 37.2 | 0.3749%
Pittsfield | Rutland | 504 | 20.46 | 20.1 | 1.76%
Pittsford | Rutland | 2862 | 43.58 | 43.5 | 0.1836%
Plainfield | Washington | 1236 | 21.05 | 21 | 0.2375%
Plymouth | Windsor | 641 | 48.68 | 48.1 | 1.191%
Pomfret | Windsor | 916 | 39.47 | 39.4 | 0.1773%
Poultney | Rutland | 3020 | 43.96 | 43.9 | 0.1365%
Pownal | Bennington | 3258 | 46.73 | 46.4 | 0.7062%
Proctor | Rutland | 1763 | 7.6 | 7.6 | 0%
Putney | Windham | 2617 | 26.83 | 26.8 | 0.1118%
Randolph | Orange | 4774 | 48.2 | 47.9 | 0.6224%
Reading | Windsor | 687 | 41.65 | 41.5 | 0.3601%
Readsboro | Bennington | 702 | 36.48 | 36.3 | 0.4934%
Richford | Franklin | 2346 | 43.29 | 43 | 0.6699%
Richmond | Chittenden | 4167 | 32.75 | 32.2 | 1.679%
Ripton | Addison | 739 | 49.86 | 49.7 | 0.3209%
Rochester | Windsor | 1099 | 57.38 | 57.1 | 0.488%
Rockingham | Windham | 4832 | 42.23 | 41.9 | 0.7814%
Roxbury | Washington | 678 | 42.03 | 41.8 | 0.5472%
Royalton | Windsor | 2750 | 40.93 | 40.4 | 1.295%
Rupert | Bennington | 698 | 44.6 | 44.6 | 0%
Rutland Town | Rutland | 3924 | 19.34 | 19.2 | 0.7239%
Ryegate | Caledonia | 1165 | 36.77 | 36.5 | 0.7343%
Salisbury | Addison | 1221 | 30.02 | 28.9 | 3.731%
Sandgate | Bennington | 387 | 42.2 | 42.1 | 0.237%
Searsburg | Bennington | 126 | 21.57 | 21.4 | 0.7881%
Shaftsbury | Bennington | 3598 | 43.18 | 43.1 | 0.1853%
Sharon | Windsor | 1560 | 40.16 | 39.6 | 1.394%
Sheffield | Caledonia | 682 | 32.77 | 32.5 | 0.8239%
Shelburne | Chittenden | 7717 | 45.07 | 24.3 | 46.08%
Sheldon | Franklin | 2136 | 39.54 | 38.8 | 1.872%
Shoreham | Addison | 1260 | 46.39 | 43.4 | 6.445%
Shrewsbury | Rutland | 1096 | 50.17 | 50.1 | 0.1395%
Somerset | Windham | 6 | 28.13 | 26.1 | 7.216%
South Hero | Grand Isle | 1674 | 47.49 | 14.9 | 68.62%
Springfield | Windsor | 9062 | 49.44 | 49.3 | 0.2832%
St. Albans Town | Franklin | 6988 | 60.53 | 37 | 38.87%
St. George | Chittenden | 794 | 3.6 | 3.6 | 0%
St. Johnsbury | Caledonia | 7364 | 36.74 | 36.4 | 0.9254%
Stamford | Bennington | 861 | 39.62 | 39.5 | 0.3029%
Stannard | Caledonia | 208 | 12.51 | 12.4 | 0.8793%
Starksboro | Addison | 1756 | 45.87 | 45.7 | 0.3706%
Stockbridge | Windsor | 718 | 46.17 | 45.9 | 0.5848%
Stowe | Lamoille | 5223 | 72.76 | 72.6 | 0.2199%
Strafford | Orange | 1094 | 44.3 | 44.2 | 0.2257%
Stratton | Windham | 440 | 46.89 | 46.4 | 1.045%
Sudbury | Rutland | 545 | 22.22 | 21.5 | 3.24%
Sunderland | Bennington | 1056 | 45.65 | 45.3 | 0.7667%
Sutton | Caledonia | 913 | 38.37 | 38.2 | 0.4431%
Swanton | Franklin | 6701 | 61.67 | 48 | 22.17%
Thetford | Orange | 2775 | 44.43 | 43.6 | 1.868%
Tinmouth | Rutland | 553 | 28.72 | 28.3 | 1.462%
Topsham | Orange | 1199 | 48.99 | 48.9 | 0.1837%
Townshend | Windham | 1291 | 42.67 | 42.7 | -0.07031%
Troy | Orleans | 1722 | 36.05 | 36.1 | -0.1387%
Tunbridge | Orange | 1337 | 44.72 | 44.7 | 0.04472%
Underhill | Chittenden | 3129 | 51.4 | 51.4 | 0%
Vernon | Windham | 2192 | 20.06 | 19.4 | 3.29%
Vershire | Orange | 672 | 36.54 | 36.5 | 0.1095%
Victory | Essex | 70 | 43 | 43 | 0%
Waitsfield | Washington | 1844 | 26.9 | 26.7 | 0.7435%
Walden | Caledonia | 956 | 38.94 | 38.6 | 0.8731%
Wallingford | Rutland | 2129 | 43.44 | 43.2 | 0.5525%
Waltham | Addison | 446 | 9.06 | 9 | 0.6623%
Wardsboro | Windham | 869 | 29.23 | 29.3 | -0.2395%
Warner's Grant | Essex | 0 | 3.2 | 3.2 | 0%
Warren | Washington | 1977 | 39.98 | 39.9 | 0.2001%
Warren's Gore | Essex | 2 | 10.5 | 9.69 | 7.714%
Washington | Orange | 1032 | 38.87 | 38.9 | -0.07718%
Waterbury | Washington | 5331 | 49.76 | 48.2 | 3.135%
Waterford | Caledonia | 1268 | 39.74 | 38.3 | 3.624%
Waterville | Lamoille | 686 | 16.4 | 16.35 | 0.3049%
Weathersfield | Windsor | 2842 | 44.2 | 43.6 | 1.357%
Wells | Rutland | 1214 | 22.99 | 22.6 | 1.696%
West Fairlee | Orange | 621 | 22.82 | 22.6 | 0.9641%
West Haven | Rutland | 239 | 28.47 | 28 | 1.651%
West Rutland | Rutland | 2214 | 17.98 | 18 | -0.1112%
West Windsor | Windsor | 1344 | 24.73 | 24.6 | 0.5257%
Westfield | Orleans | 534 | 40.2 | 40.2 | 0%
Westford | Chittenden | 2062 | 39.29 | 39.1 | 0.4836%
Westminster | Windham | 3016 | 46.09 | 46.1 | -0.0217%
Westmore | Orleans | 357 | 37.39 | 34.5 | 7.729%
Weston | Windsor | 623 | 35.17 | 35 | 0.4834%
Weybridge | Addison | 814 | 17.61 | 17.1 | 2.896%
Wheelock | Caledonia | 759 | 39.82 | 39.5 | 0.8036%
Whiting | Addison | 405 | 13.7 | 13.6 | 0.7299%
Whitingham | Windham | 1344 | 38.87 | 37.1 | 4.554%
Williamstown | Orange | 3515 | 40.45 | 40.2 | 0.618%
Williston | Chittenden | 10103 | 30.58 | 30.1 | 1.57%
Wilmington | Windham | 2255 | 41.71 | 39.4 | 5.538%
Windham | Windham | 449 | 26.1 | 26.1 | 0%
Windsor | Windsor | 3559 | 19.75 | 19.5 | 1.266%
Winhall | Bennington | 1182 | 44.02 | 43.6 | 0.9541%
Wolcott | Lamoille | 1670 | 39.13 | 38.8 | 0.8433%
Woodbury | Washington | 928 | 39.1 | 37.5 | 4.092%
Woodford | Bennington | 355 | 47.59 | 47.4 | 0.3992%
Woodstock | Windsor | 3005 | 44.64 | 44.4 | 0.5376%
Worcester | Washington | 964 | 38.83 | 38.7 | 0.3348%

## Cities (hidden)
City | County | 2020 Population | Area (sq mi) | Land Area (sq mi) | % water
Burlington | Chittenden | 44743 | 15.49 | 10.3 | 33.51%
South Burlington | Chittenden | 20292 | 29.58 | 16.49 | 44.25%
Rutland City | Rutland | 15807 | 7.68 | 7.54 | 1.823%
Barre City | Washington | 8491 | 3.98 | 3.95 | 0.7538%
Montpelier | Washington | 8074 | 10.25 | 10.05 | 1.951%
Winooski | Chittenden | 7997 | 1.51 | 1.43 | 5.298%
St. Albans City | Franklin | 6887 | 2.03 | 2.03 | 0%
Newport City | Orleans | 4455 | 7.63 | 5.83 | 23.59%
Vergennes | Addison | 2553 | 2.51 | 2.48 | 1.195%
Essex Junction | Chittenden | 10590 | 4.74 | 4.57 | 3.586%

## EVT Demand (hidden)
Town | RPC | Sector | 2017 | 2018 | 2019 | 2020 | 2021 | Average
Addison | ACRPC | Commercial & Industrial | 3633604.942 | 4097778.176 | 4155679.905 | 4105892.937 | 3949026 | 3988396.392
Addison | ACRPC | Residential | 6538767.6498 | 6643167.63 | 6263153.165 | 6740724.09 | 7168217 | 6670805.907
Addison | ACRPC | Total | 10172372.5918 | 10740945.806 | 10418833.07 | 10846617.027 | 11117243 | 10659202.299
Albany | NVDA | Commercial & Industrial | 602138 | 586715 | 463610 | 523843 | 568587 | 548978.6
Albany | NVDA | Residential | 2789595 | 3025531 | 3024346 | 3200884 | 3297752 | 3067621.6
Albany | NVDA | Total | 3391733 | 3612246 | 3487956 | 3724727 | 3866339 | 3616600.2
Alburgh | NRPC | Commercial & Industrial | 4408671 | 4556086 | 4287469 | 4119412 | 4208456 | 4316018.8
Alburgh | NRPC | Residential | 8018821 | 8701140 | 8512671 | 8866883 | 8810524 | 8582007.8
Alburgh | NRPC | Total | 12427492 | 13257226 | 12800140 | 12986295 | 13018980 | 12898026.6
Andover | TRORC | Commercial & Industrial | 252874.2 | 291178 | 305812 | 287804 | 333526 | 294238.84
Andover | TRORC | Residential | 2643650.95 | 2700546.205 | 2617226.7203 | 2838835.105 | 2921816 | 2744414.9961
Andover | TRORC | Total | 2896525.15 | 2991724.205 | 2923038.7203 | 3126639.105 | 3255342 | 3038653.8361
Arlington | BCRC | Commercial & Industrial | 16846952.998 | 17085586.4592 | 16599927.9393 | 16611656.0003 | 17354059 | 16899636.4794
Arlington | BCRC | Residential | 8560598.88 | 9067604.005 | 8615827.1749 | 9418494.225 | 9674699 | 9067444.657
Arlington | BCRC | Total | 25407551.878 | 26153190.4642 | 25215755.1142 | 26030150.2253 | 27028758 | 25967081.1363
Athens | WRC | Commercial & Industrial | 75946 | 111482 | 47105 | 48108 | 57691 | 68066.4
Athens | WRC | Residential | 1528506.46 | 1585383.38 | 1550085.98 | 1601409.12 | 1727645 | 1598605.988
Athens | WRC | Total | 1604452.46 | 1696865.38 | 1597190.98 | 1649517.12 | 1785336 | 1666672.388
Averill | NVDA | Commercial & Industrial | *** | *** | *** | *** | *** | #DIV/0!
Averill | NVDA | Residential | 82038 | 85961 | 83554 | 96002 | 101711 | 89853.2
Averill | NVDA | Total | [5 empty] | #DIV/0!
Avery's Gore | #N/A | No Usage Data | [5 empty] | #DIV/0!
Avery's Gore | #N/A | Total | [5 empty] | #DIV/0!
Bakersfield | NRPC | Commercial & Industrial | 676907.6 | 703336 | 712265 | 639509 | 588051 | 664013.72
Bakersfield | NRPC | Residential | 3401601.7 | 3515887.05 | 3325460.59 | 3697707.16 | 3691369 | 3526405.1
Bakersfield | NRPC | Total | 4078509.3 | 4219223.05 | 4037725.59 | 4337216.16 | 4279420 | 4190418.82
Baltimore | TRORC | Commercial & Industrial | *** | *** | *** | *** | *** | #DIV/0!
Baltimore | TRORC | Residential | 800801.385 | 807879.46 | 762345.995 | 811771.46 | 855901 | 807739.86
Baltimore | TRORC | Total | [5 empty] | #DIV/0!
Barnard | TRORC | Commercial & Industrial | 1507495.413 | 1513393.7845 | 1219541.112 | 1329100.567 | 1600789 | 1434063.9753
Barnard | TRORC | Residential | 4238928.74 | 4454771.06 | 3997364.265 | 4817973.5 | 5110359 | 4523879.313
Barnard | TRORC | Total | 5746424.153 | 5968164.8445 | 5216905.377 | 6147074.067 | 6711148 | 5957943.2883
Barnet | NVDA | Commercial & Industrial | 2180587.8405 | 2534569.699 | 2076345.541 | 1861369.322 | 1857273 | 2102029.0805
Barnet | NVDA | Residential | 5867643.93 | 5868072.46 | 5548968.455 | 5952870.24 | 6124631 | 5872437.217
Barnet | NVDA | Total | 8048231.7705 | 8402642.159 | 7625313.996 | 7814239.562 | 7981904 | 7974466.2975
Barre City | CVRPC | Commercial & Industrial | 46340625.3598 | 50824121.8032 | 44563149.4413 | 43780105.1631 | 50452304 | 47192061.1535
Barre City | CVRPC | Residential | 38519374.7683 | 39616993.3101 | 37646927.065 | 40317795.315 | 41491098 | 39518437.6917
Barre City | CVRPC | Total | 84860000.1281 | 90441115.1132 | 82210076.5063 | 84097900.4781 | 91943402 | 86710498.8451
Barre Town | CVRPC | Commercial & Industrial | 7716120.8509 | 5834770.2805 | 6003733.672 | 5625020.295 | 5964940 | 6228917.0197
Barre Town | CVRPC | Residential | 9679913.1149 | 9875978.89 | 9258057.05 | 9806505.225 | 10165798 | 9757250.456
Barre Town | CVRPC | Total | 17396033.9658 | 15710749.1705 | 15261790.722 | 15431525.52 | 16130738 | 15986167.4757
Barton | NVDA | Commercial & Industrial | 11549925 | 11818131 | 11650859 | 10539958 | 11445169 | 11400808.4
Barton | NVDA | Residential | 9552679 | 9272260 | 10232135 | 10597227 | 10302079 | 9991276
Barton | NVDA | Total | 21102604 | 21090391 | 21882994 | 21137185 | 21747248 | 21392084.4
Belvidere | LCPC | Commercial & Industrial | *** | 122614 | 121078 | 153993 | 148344 | 136507.25
Belvidere | LCPC | Residential | 1185713.02 | 1275505.06 | 1221553 | 1402907 | 1321172 | 1281370.016
Belvidere | LCPC | Total |  | 1398119.06 | 1342631 | 1556900 | 1469516 | 1441791.515
Bennington | BCRC | Commercial & Industrial | 88472481.9381 | 91132039.7681 | 84237724.0991 | 79071176.1102 | 78262600 | 84235204.3831
Bennington | BCRC | Residential | 40461489.915 | 42348366.31 | 39885359.97 | 42699573.62 | 43923151 | 41863588.163
Bennington | BCRC | Total | 128933971.8531 | 133480406.0781 | 124123084.0691 | 121770749.7302 | 122185751 | 126098792.5461
Benson | RRPC | Commercial & Industrial | 1446805.5 | 2148451.316 | 1434332.41 | 1388356.536 | 1491032 | 1581795.5524
Benson | RRPC | Residential | 3775571.43 | 3858810.83 | 3642287.455 | 3908361.05 | 4060971 | 3849200.353
Benson | RRPC | Total | 5222376.9301 | 6007262.146 | 5076619.865 | 5296717.586 | 5552003 | 5430995.9054
Berkshire | NRPC | Commercial & Industrial | 4497159 | 4948370 | 5077222 | 5157255 | 5295766 | 4995154.4
Berkshire | NRPC | Residential | 5065873 | 5280311 | 5178219 | 5281577 | 5307407 | 5222677.4
Berkshire | NRPC | Total | 9563032 | 10228681 | 10255441 | 10438832 | 10603173 | 10217831.8
Berlin | CVRPC | Commercial & Industrial | 34640523.6648 | 35207517.9043 | 33980763.1761 | 32152675.985 | 32613772 | 33719050.546
Berlin | CVRPC | Residential | 6889375.3766 | 7037471.935 | 6875744.465 | 7246614.2 | 7515597 | 7112960.5953
Berlin | CVRPC | Total | 41529899.0414 | 42244989.8393 | 40856507.6411 | 39399290.185 | 40129369 | 40832011.1414
Bethel | TRORC | Commercial & Industrial | 21320086.5293 | 40965414.1675 | 28949032.9875 | 26426335.254 | 26307289 | 28793631.5877
Bethel | TRORC | Residential | 6185200.465 | 6277408.93 | 6091685.725 | 6636075.92 | 6987365 | 6435547.208
Bethel | TRORC | Total | 27505286.9943 | 47242823.0975 | 35040718.7125 | 33062411.174 | 33294654 | 35229178.7957
Bloomfield | NVDA | Commercial & Industrial | *** | *** | 289350 | 292741 | *** | 291045.5
Bloomfield | NVDA | Residential | 748484 | 751970 | 743496 | 793591 | 805183 | 768544.8
Bloomfield | NVDA | Total |  |  | 1032846 | 1086332 |  | 1059589
Bolton | CCRPC | Commercial & Industrial | 2820835.5228 | 2837640.6465 | 3137063.7981 | 3247832.2964 | 3676947 | 3144063.8528
Bolton | CCRPC | Residential | 3887011.8466 | 4006897.985 | 3898519.69 | 4117237.58 | 4233826 | 4028698.6203
Bolton | CCRPC | Total | 6707847.3694 | 6844538.6315 | 7035583.4881 | 7365069.8764 | 7910773 | 7172762.4731
Bradford | TRORC | Commercial & Industrial | 9355368.9402 | 9843323.4248 | 8984311.7465 | 8573936.4505 | 9239303 | 9199248.7124
Bradford | TRORC | Residential | 7382417.135 | 7689221.155 | 7561466.07 | 7954264.08 | 8128711 | 7743215.888
Bradford | TRORC | Total | 16737786.0753 | 17532544.5798 | 16545777.8165 | 16528200.5305 | 17368014 | 16942464.6004
Braintree | TRORC | Commercial & Industrial | 761580 | 786660 | 821795 | 783416 | 823072 | 795304.6
Braintree | TRORC | Residential | 4000664.065 | 4043053.035 | 3776324.509 | 4021552.96 | 4225065 | 4013331.9138
Braintree | TRORC | Total | 4762244.065 | 4829713.035 | 4598119.509 | 4804968.96 | 5048137 | 4808636.5138
Brandon | RRPC | Commercial & Industrial | 9503076.2213 | 10263290.1342 | 9148551.7658 | 8844616.2222 | 9890925 | 9530091.8687
Brandon | RRPC | Residential | 12521838.385 | 13071379.855 | 12728362.8416 | 13682151.54 | 14088806 | 13218507.7243
Brandon | RRPC | Total | 22024914.6063 | 23334669.9892 | 21876914.6074 | 22526767.7622 | 23979731 | 22748599.593
Brattleboro | WRC | Commercial & Industrial | 128238410.8786 | 125184694.3493 | 118819310.7127 | 115180942.2237 | 115009231 | 120486517.8329
Brattleboro | WRC | Residential | 31321605.1638 | 32784301.8512 | 31018226.7144 | 33592589.72 | 34534766 | 32650297.8899
Brattleboro | WRC | Total | 159560016.0423 | 157968996.2005 | 149837537.4271 | 148773531.9437 | 149543997 | 153136815.7227
Bridgewater | TRORC | Commercial & Industrial | 2314400.275 | 2194510.745 | 1947791.73 | 1722217.9 | 1676195 | 1971023.13
Bridgewater | TRORC | Residential | 3855411.168 | 3949278.41 | 3779567.0975 | 4110473.385 | 4190647 | 3977075.4121
Bridgewater | TRORC | Total | 6169811.443 | 6143789.155 | 5727358.8275 | 5832691.285 | 5866842 | 5948098.5421
Bridport | ACRPC | Commercial & Industrial | 2212026.7 | 2449688.374 | 2822032.758 | 2850343.382 | 2945035 | 2655825.2428
Bridport | ACRPC | Residential | 5199098.87 | 5229126.368 | 4894709.6 | 5229513.79 | 5418401 | 5194169.9256
Bridport | ACRPC | Total | 7411125.57 | 7678814.742 | 7716742.358 | 8079857.172 | 8363436 | 7849995.1684
Brighton | NVDA | Commercial & Industrial | 2599165 | 2863625 | 2905775 | 2783509 | 2745585 | 2779531.8
Brighton | NVDA | Residential | 3715840 | 3938584 | 3962088 | 4268141 | 4294028 | 4035736.2
Brighton | NVDA | Total | 6315005 | 6802209 | 6867863 | 7051650 | 7039613 | 6815268
Bristol | ACRPC | Commercial & Industrial | 9334700.3827 | 9547159.2401 | 9279512.087 | 9421298.66 | 10250540 | 9566642.074
Bristol | ACRPC | Residential | 10890423.595 | 11475860.3404 | 10784311.98 | 12062214.03 | 12597296 | 11562021.1891
Bristol | ACRPC | Total | 20225123.9777 | 21023019.5805 | 20063824.067 | 21483512.69 | 22847836 | 21128663.263
Brookfield | TRORC | Commercial & Industrial | 757260.055 | 756301.78 | 773931.52 | 739791.22 | 839006 | 773258.115
Brookfield | TRORC | Residential | 4227743.6 | 4303065.255 | 4240901.185 | 4558691.81 | 4753606 | 4416801.57
Brookfield | TRORC | Total | 4985003.655 | 5059367.035 | 5014832.705 | 5298483.03 | 5592612 | 5190059.685
Brookline | WRC | Commercial & Industrial | 133400 | 155321 | 141388 | 136888 | 189835 | 151366.4
Brookline | WRC | Residential | 1965572.54 | 2050821.74 | 1996508.56 | 2177641.45 | 2273641 | 2092837.058
Brookline | WRC | Total | 2098972.54 | 2206142.74 | 2137896.56 | 2314529.45 | 2463476 | 2244203.458
Brownington | NVDA | Commercial & Industrial | 743973 | 476388 | 2815062 | 525038 | 524396 | 1016971.4
Brownington | NVDA | Residential | 2422878 | 2011432 | 2942809 | 2742436 | 2692022 | 2562315.4
Brownington | NVDA | Total | 3166851 | 2487820 | 5757871 | 3267474 | 3216418 | 3579286.8
Brunswick | NVDA | Commercial & Industrial | *** | *** | *** | *** | *** | #DIV/0!
Brunswick | NVDA | Residential | 304409 | 305749 | 303258 | 319550 | 315472 | 309687.6
Brunswick | NVDA | Total | [5 empty] | #DIV/0!
Buels Gore | #N/A | Residential | *** | *** | *** | *** | *** | #DIV/0!
Buels Gore | #N/A | Total | [5 empty] | #DIV/0!
Burke | NVDA | Commercial & Industrial | 8891113 | 8194995 | 8905906 | 7812153 | 8873853 | 8535604
Burke | NVDA | Residential | 6332126 | 6728635 | 6840526 | 7037447 | 7873638 | 6962474.4
Burke | NVDA | Total | 15223239 | 14923630 | 15746432 | 14849600 | 16747491 | 15498078.4
Cabot | CVRPC | Commercial & Industrial | 12068295.9812 | 13249522.5955 | 14147890.0828 | 14567391.3653 | 13761874 | 13558994.8049
Cabot | CVRPC | Residential | 4299074.6133 | 4401244.73 | 4375403.59 | 4504368 | 4759639 | 4467945.9867
Cabot | CVRPC | Total | 16367370.5945 | 17650767.3255 | 18523293.6727 | 19071759.3652 | 18521513 | 18026940.7916
Calais | CVRPC | Commercial & Industrial | 470532.94 | 451018.54 | 452574.66 | 342882.55 | 403159 | 424033.538
Calais | CVRPC | Residential | 4022440 | 4183004 | 4136856 | 4414832 | 4531707 | 4257767.8
Calais | CVRPC | Total | 4492972.94 | 4634022.54 | 4589430.66 | 4757714.55 | 4934866 | 4681801.338
Cambridge | LCPC | Commercial & Industrial | 14706901.237 | 14169862.02 | 18555213.863 | 13065728.766 | 16540046 | 15407550.3772
Cambridge | LCPC | Residential | 13726033.36 | 14670482.055 | 14258442.92 | 14723122.91 | 14999423 | 14475500.849
Cambridge | LCPC | Total | 28432934.597 | 28840344.075 | 32813656.783 | 27788851.676 | 31539469 | 29883051.2262
Canaan | NVDA | Commercial & Industrial | 7267310 | 7487913 | 7130813 | 6989648 | 7398152 | 7254767.2
Canaan | NVDA | Residential | 2815569 | 2926333 | 2908957 | 3046422 | 3129009 | 2965258
Canaan | NVDA | Total | 10082879 | 10414246 | 10039770 | 10036070 | 10527161 | 10220025.2
Castleton | RRPC | Commercial & Industrial | 12655681.35 | 12810148.829 | 12221766.3965 | 11957468.32 | 12195247 | 12368062.3791
Castleton | RRPC | Residential | 14099397.2034 | 15000898.9201 | 14364999.405 | 15369934.96 | 15714102 | 14909866.4977
Castleton | RRPC | Total | 26755078.5534 | 27811047.7491 | 26586765.8015 | 27327403.28 | 27909349 | 27277928.8768
Cavendish | TRORC | Commercial & Industrial | 3299930.618 | 3480310.352 | 2851710.178 | 3071984.162 | 2945531 | 3129893.262
Cavendish | TRORC | Residential | 3631978.505 | 3746463.33 | 3429370.09 | 3882541.22 | 4087243 | 3755519.229
Cavendish | TRORC | Total | 6931909.123 | 7226773.682 | 6281080.268 | 6954525.382 | 7032774 | 6885412.491
Charleston | NVDA | Commercial & Industrial | 1329157 | 1240304 | 1293600 | 1301616 | 1392591 | 1311453.6
Charleston | NVDA | Residential | 3170228 | 3422830 | 3583014 | 3784560 | 3701838 | 3532494
Charleston | NVDA | Total | 4499385 | 4663134 | 4876614 | 5086176 | 5094429 | 4843947.6
Charlotte | CCRPC | Commercial & Industrial | 2876239.0314 | 4033952.2425 | 2788660.9078 | 2897448.3206 | 3120647 | 3143389.5005
Charlotte | CCRPC | Residential | 14955283.7014 | 15516061.22 | 14366371.02 | 16867398.11 | 18465386 | 16034100.0103
Charlotte | CCRPC | Total | 17831522.7328 | 19550013.4625 | 17155031.9278 | 19764846.4306 | 21586033 | 19177489.5107
Chelsea | TRORC | Commercial & Industrial | 1509943.526 | 1606943.652 | 1525856.036 | 1483753.254 | 1532662 | 1531831.6936
Chelsea | TRORC | Residential | 3609223.86 | 3672487.8 | 3593890.92 | 3941960.96 | 4066142 | 3776741.108
Chelsea | TRORC | Total | 5119167.386 | 5279431.452 | 5119746.956 | 5425714.214 | 5598804 | 5308572.8016
Chester | TRORC | Commercial & Industrial | 6840436.1546 | 7172402.7441 | 7349944.818 | 7286213.631 | 7913669 | 7312533.2695
Chester | TRORC | Residential | 11111490.676 | 11469640.4618 | 11112564.8979 | 12003925.645 | 12421066 | 11623737.5361
Chester | TRORC | Total | 17951926.8307 | 18642043.2059 | 18462509.7159 | 19290139.276 | 20334735 | 18936270.8057
Chittenden | RRPC | Commercial & Industrial | 1470450.762 | 1382962.179 | 1363683.853 | 1197797.2985 | 1387165 | 1360411.8185
Chittenden | RRPC | Residential | 4616286.4 | 4770807 | 4641953 | 4978910 | 5259396 | 4853470.48
Chittenden | RRPC | Total | 6086737.162 | 6153769.179 | 6005636.853 | 6176707.2985 | 6646561 | 6213882.2985
Clarendon | RRPC | Commercial & Industrial | 12479855.8228 | 13074200.7827 | 12318300.015 | 10734422.185 | 12018316 | 12125018.9611
Clarendon | RRPC | Residential | 8588204.31 | 8851657.5711 | 8146603.565 | 8926397.76 | 9149082 | 8732389.0412
Clarendon | RRPC | Total | 21068060.1327 | 21925858.3539 | 20464903.58 | 19660819.945 | 21167398 | 20857408.0023
Colchester | CCRPC | Commercial & Industrial | 82883985.3381 | 83499838.1825 | 78312867.0132 | 79094983.176 | 75832899 | 79924914.542
Colchester | CCRPC | Residential | 46547889.4985 | 49468644.77 | 47058850.066 | 51320396.421 | 52586687 | 49396493.5511
Colchester | CCRPC | Total | 129431874.8366 | 132968482.9525 | 125371717.0792 | 130415379.597 | 128419586 | 129321408.0931
Concord | NVDA | Commercial & Industrial | 1032266 | 1391793 | 857176.66 | 725936.52 | 812898 | 964014.036
Concord | NVDA | Residential | 4256930.83 | 4351841.515 | 4119533.705 | 4415190.68 | 4453070 | 4319313.346
Concord | NVDA | Total | 5289196.83 | 5743634.515 | 4976710.365 | 5141127.2 | 5265968 | 5283327.382
Corinth | TRORC | Commercial & Industrial | 600906.3 | 611259.37 | 562358.86 | 635798.99 | 668101 | 615684.904
Corinth | TRORC | Residential | 4139406.1733 | 4218336 | 4167920 | 4363127 | 4476504 | 4273058.6347
Corinth | TRORC | Total | 4740312.4733 | 4829595.37 | 4730278.86 | 4998925.99 | 5144605 | 4888743.5387
Cornwall | ACRPC | Commercial & Industrial | 849886.2 | 927723 | 652454 | 642729 | 567279 | 728014.24
Cornwall | ACRPC | Residential | 4382879.39 | 4651684.66 | 4349233.77 | 4978901.37 | 5344365 | 4741412.838
Cornwall | ACRPC | Total | 5232765.59 | 5579407.66 | 5001687.77 | 5621630.37 | 5911644 | 5469427.078
Coventry | NVDA | Commercial & Industrial | 2648701 | 2828974 | 2990939 | 2845266 | 2847360 | 2832248
Coventry | NVDA | Residential | 3407135 | 3587052 | 3387095 | 3635234 | 3715942 | 3546491.6
Coventry | NVDA | Total | 6055836 | 6416026 | 6378034 | 6480500 | 6563302 | 6378739.6
Craftsbury | NVDA | Commercial & Industrial | 251111 | 312000 | 395009 | 357555 | 418551 | 346845.2
Craftsbury | NVDA | Residential | 852603 | 889228 | 910613 | 973607 | 1011735 | 927557.2
Craftsbury | NVDA | Total | 1103714 | 1201228 | 1305622 | 1331162 | 1430286 | 1274402.4
Danby | RRPC | Commercial & Industrial | 3502423.38 | 3215425.34 | 1548163.304 | 1871194.44 | 3034193 | 2634279.8928
Danby | RRPC | Residential | 5331332.4188 | 5572833.0937 | 5398780.145 | 5679432.11 | 5903643 | 5577204.1535
Danby | RRPC | Total | 8833755.7988 | 8788258.4337 | 6946943.449 | 7550626.55 | 8937836 | 8211484.0463
Danville | NVDA | Commercial & Industrial | 3605201.894 | 3431181.711 | 3362489.7705 | 3143127.333 | 3431184 | 3394636.9417
Danville | NVDA | Residential | 7731605.46 | 7849989.95 | 7751604.12 | 8171254.435 | 8461432 | 7993177.193
Danville | NVDA | Total | 11336807.354 | 11281171.661 | 11114093.8905 | 11314381.768 | 11892616 | 11387814.1347
Derby | NVDA | Commercial & Industrial | 26353148 | 27580996 | 25994779 | 23876359 | 23843880 | 25529832.4
Derby | NVDA | Residential | 14117882 | 14717656 | 14621607 | 15598120 | 15498587 | 14910770.4
Derby | NVDA | Total | 40471030 | 42298652 | 40616386 | 39474479 | 39342467 | 40440602.8
Dorset | BCRC | Commercial & Industrial | 4376339.26 | 4484002.5875 | 4129992.497 | 4087492.511 | 5349892 | 4485543.7711
Dorset | BCRC | Residential | 12328509.8153 | 12828695.9801 | 12118512.695 | 13462567.74 | 13638888 | 12875434.8461
Dorset | BCRC | Total | 16704849.0753 | 17312698.5676 | 16248505.192 | 17550060.251 | 18988780 | 17360978.6172
Dover | WRC | Commercial & Industrial | 21158184.7211 | 29809549.6532 | 28581037.7535 | 18677156.5664 | 18654701 | 23376125.9388
Dover | WRC | Residential | 19385684.8149 | 20237962.955 | 19555703.255 | 19850938.565 | 20329936 | 19872045.118
Dover | WRC | Total | 40543869.536 | 50047512.6082 | 48136741.0085 | 38528095.1314 | 38984637 | 43248171.0568
Dummerston | WRC | Commercial & Industrial | 3314564.4385 | 3134608.197 | 2728503.0566 | 2349660.162 | 3289603 | 2963387.7708
Dummerston | WRC | Residential | 6589098.9321 | 6689613.034 | 6264259.3243 | 6940663.403 | 7511691 | 6799065.1387
Dummerston | WRC | Total | 9903663.3707 | 9824221.2311 | 8992762.381 | 9290323.565 | 10801294 | 9762452.9095
Duxbury | CVRPC | Commercial & Industrial | 1577423.59 | 1545359.0805 | 1522061.6 | 1273292.502 | 1817363 | 1547099.9545
Duxbury | CVRPC | Residential | 3385801.74 | 3384931 | 3515436 | 3617103 | 3946525 | 3569959.348
Duxbury | CVRPC | Total | 4963225.33 | 4930290.0805 | 5037497.6 | 4890395.502 | 5763888 | 5117059.3025
East Haven | NVDA | Commercial & Industrial | *** | *** | *** | *** | *** | #DIV/0!
East Haven | NVDA | Residential | 813746 | 843834 | 841844 | 848812 | 821410 | 833929.2
East Haven | NVDA | Total | [5 empty] | #DIV/0!
East Montpelier | CVRPC | Commercial & Industrial | 2687692.4454 | 2694218.394 | 2870186.895 | 2740851.896 | 2965375 | 2791664.9261
East Montpelier | CVRPC | Residential | 7814275.7499 | 7750110.14 | 7649078.63 | 7952394.17 | 8493028 | 7931777.338
East Montpelier | CVRPC | Total | 10501968.1954 | 10444328.534 | 10519265.525 | 10693246.066 | 11458403 | 10723442.2641
Eden | LCPC | Commercial & Industrial | 930558 | 980280 | 940342 | 931132 | 896315 | 935725.4
Eden | LCPC | Residential | 4112684 | 4335207 | 4412905 | 4657853 | 4769153 | 4457560.4
Eden | LCPC | Total | 5043242 | 5315487 | 5353247 | 5588985 | 5665468 | 5393285.8
Elmore | LCPC | Commercial & Industrial | 332899 | 273794 | 234301 | 225737 | 240980 | 261542.2
Elmore | LCPC | Residential | 2178954 | 2278291 | 2326544 | 2497431 | 2501085 | 2356461
Elmore | LCPC | Total | 2511853 | 2552085 | 2560845 | 2723168 | 2742065 | 2618003.2
Enosburgh | NRPC | Commercial & Industrial | 15757913 | 12250927 | 12538894 | 11951773 | 12117359 | 12923373.2
Enosburgh | NRPC | Residential | 15029825 | 13501384 | 12988864 | 13499087 | 13675814 | 13738994.8
Enosburgh | NRPC | Total | 30787738 | 25752311 | 25527758 | 25450860 | 25793173 | 26662368
Essex | CCRPC | Commercial & Industrial | 482495851.7799 | 485039847.244 | 437539331.3275 | 477208821.638 | 600432453 | 496543260.9979
Essex | CCRPC | Residential | 52923583.3248 | 56121591.1029 | 53078979.3015 | 58906291.492 | 60505519 | 56307192.8442
Essex | CCRPC | Total | 535419435.1047 | 541161438.3469 | 490618310.629 | 536115113.13 | 344140057.4766 | 489490870.9374
Essex Junction | CCRPC | Total |  |  |  |  | 316797914.5234
Fair Haven | RRPC | Commercial & Industrial | 6978952.1449 | 7672682.0362 | 7137063.4792 | 6407726.5974 | 6576301 | 6954545.0515
Fair Haven | RRPC | Residential | 8481012.669 | 9047067.73 | 8617644.76 | 9210092.29 | 9241996 | 8919562.6898
Fair Haven | RRPC | Total | 15459964.8139 | 16719749.7662 | 15754708.2392 | 15617818.8874 | 15818297 | 15874107.7413
Fairfax | NRPC | Commercial & Industrial | 4118832.9245 | 4219119.04 | 3991904.7946 | 4219499.659 | 4634601 | 4236791.4836
Fairfax | NRPC | Residential | 14060714.215 | 15241125.525 | 14540727.7 | 16492960.42 | 16924499 | 15452005.372
Fairfax | NRPC | Total | 18179547.1395 | 19460244.565 | 18532632.4946 | 20712460.079 | 21559100 | 19688796.8556
Fairfield | NRPC | Commercial & Industrial | 3524346.42 | 3758530.04 | 3239863.4 | 3275924.462 | 3589409 | 3477614.6644
Fairfield | NRPC | Residential | 7309483.2552 | 7622975.11 | 7165268.55 | 7907676.32 | 8064325 | 7613945.647
Fairfield | NRPC | Total | 10833829.6752 | 11381505.15 | 10405131.95 | 11183600.782 | 11653734 | 11091560.3114
Fairlee | TRORC | Commercial & Industrial | 4518472.3522 | 3949766.6999 | 3443463.1416 | 3695038.238 | 4364947 | 3994337.4863
Fairlee | TRORC | Residential | 3779554.54 | 3797224.7231 | 3593057.765 | 3872691.92 | 4079331 | 3824371.9896
Fairlee | TRORC | Total | 8298026.8922 | 7746991.423 | 7036520.9066 | 7567730.158 | 8444278 | 7818709.476
Fayston | CVRPC | Commercial & Industrial | 1834718.6792 | 1917420.1375 | 1939045.915 | 1757758.3787 | 2043820 | 1898552.6221
Fayston | CVRPC | Residential | 5795455.5066 | 5915635.515 | 5968852.18 | 6216886.19 | 6538161 | 6086998.0783
Fayston | CVRPC | Total | 7630174.1858 | 7833055.6525 | 7907898.095 | 7974644.5688 | 8581981 | 7985550.7004
Ferdinand | NVDA | Commercial & Industrial | *** | *** | *** | *** | *** | #DIV/0!
Ferdinand | NVDA | Residential | 81529 | 82237 | 68794 | 70658 | 84240 | 77491.6
Ferdinand | NVDA | Total | [5 empty] | #DIV/0!
Ferrisburgh | ACRPC | Commercial & Industrial | 6797710.6048 | 8106708.9387 | 7306477.0443 | 6600331.8448 | 7145415 | 7191328.6865
Ferrisburgh | ACRPC | Residential | 12156285.5228 | 12647471.77 | 12021464.79 | 13166447.95 | 14106257 | 12819585.4066
Ferrisburgh | ACRPC | Total | 18953996.1276 | 20754180.7087 | 19327941.8342 | 19766779.7947 | 21251672 | 20010914.0931
Fletcher | NRPC | Commercial & Industrial | 1051644.7 | 1137239 | 1022136.91 | 1066920 | 1064859 | 1068559.922
Fletcher | NRPC | Residential | 4484186.71 | 4674065.65 | 4465431.28 | 4838179.64 | 4825106 | 4657393.856
Fletcher | NRPC | Total | 5535831.41 | 5811304.65 | 5487568.19 | 5905099.64 | 5889965 | 5725953.778
Franklin | NRPC | Commercial & Industrial | 3114006 | 2934685 | 2654590 | 2513781 | 2476903 | 2738793
Franklin | NRPC | Residential | 4616107 | 4917763 | 4835857 | 5110639 | 5088568 | 4913786.8
Franklin | NRPC | Total | 7730113 | 7852448 | 7490447 | 7624420 | 7565471 | 7652579.8
Georgia | NRPC | Commercial & Industrial | 29984111.2975 | 29865496.114 | 28862655.8755 | 27047156.6755 | 29227737 | 28997431.3925
Georgia | NRPC | Residential | 14551557.035 | 15516030.84 | 14984238.18 | 16515882.61 | 16956784 | 15704898.533
Georgia | NRPC | Total | 44535668.3325 | 45381526.954 | 43846894.0555 | 43563039.2855 | 46184521 | 44702329.9255
Glastenbury | BCRC | No Usage Data | [5 empty] | #DIV/0!
Glastenbury | BCRC | Total | [5 empty] | #DIV/0!
Glover | NVDA | Commercial & Industrial | 1718831 | 1760878 | 1542363 | 1527077 | 1463081 | 1602446
Glover | NVDA | Residential | 3700524 | 3917135 | 3869452 | 3988623 | 3958777 | 3886902.2
Glover | NVDA | Total | 5419355 | 5678013 | 5411815 | 5515700 | 5421858 | 5489348.2
Goshen | ACRPC | Commercial & Industrial | 143248 | 106289 | 92742 | 81655 | 97477 | 104282.2
Goshen | ACRPC | Residential | 679558 | 713054 | 675477 | 683152 | 716568 | 693561.8
Goshen | ACRPC | Total | 822806 | 819343 | 768219 | 764807 | 814045 | 797844
Grafton | WRC | Commercial & Industrial | 1420456.412 | 1342654.046 | 1380561.804 | 1268633.117 | 1382529 | 1358966.8758
Grafton | WRC | Residential | 3544741.11 | 3691319.2131 | 3561870.625 | 3809107.64 | 4055498 | 3732507.3176
Grafton | WRC | Total | 4965197.522 | 5033973.2591 | 4942432.429 | 5077740.757 | 5438027 | 5091474.1934
Granby | NVDA | Commercial & Industrial | *** | *** | *** | *** | *** | #DIV/0!
Granby | NVDA | Residential | 258686.6 | 279285 | 277394 | 271477 | 258161 | 269000.72
Granby | NVDA | Total | [5 empty] | #DIV/0!
Grand Isle | NRPC | Commercial & Industrial | 4039173 | 4223831 | 4221873 | 4212088 | 4317308 | 4202854.6
Grand Isle | NRPC | Residential | 7484999 | 8232373 | 8069493 | 8828069 | 9066339 | 8336254.6
Grand Isle | NRPC | Total | 11524172 | 12456204 | 12291366 | 13040157 | 13383647 | 12539109.2
Granville | ACRPC | Commercial & Industrial | 244328.1 | 223647 | 219241 | 203979 | 221190 | 222477.02
Granville | ACRPC | Residential | 1233185.055 | 1200014.315 | 1210993.28 | 1335470.56 | 1406133 | 1277159.242
Granville | ACRPC | Total | 1477513.155 | 1423661.315 | 1430234.28 | 1539449.56 | 1627323 | 1499636.262
Greensboro | NVDA | Commercial & Industrial | *** | *** | *** | *** | *** | #DIV/0!
Greensboro | NVDA | Residential | 453656 | 454249 | 465019 | 469072 | 462288 | 460856.8
Greensboro | NVDA | Total | [5 empty] | #DIV/0!
Groton | NVDA | Commercial & Industrial | 518126.5866 | 539287 | 473900 | 459835 | 550526 | 508334.9173
Groton | NVDA | Residential | 3190012.99 | 3270471 | 3167135 | 3368944 | 3422098 | 3283732.198
Groton | NVDA | Total | 3708139.5766 | 3809758 | 3641035 | 3828779 | 3972624 | 3792067.1153
Guildhall | NVDA | Commercial & Industrial | 277936.2 | 165638 | 107023 | 94615 | 102562 | 149554.84
Guildhall | NVDA | Residential | 851468.54 | 849926.62 | 841839.62 | 896708.73 | 945387 | 877066.102
Guildhall | NVDA | Total | 1129404.74 | 1015564.62 | 948862.62 | 991323.73 | 1047949 | 1026620.942
Guilford | WRC | Commercial & Industrial | 1528135.017 | 2714186.0155 | 1187372.145 | 1220105.08 | 1423259 | 1614611.4515
Guilford | WRC | Residential | 7428771.4387 | 7654666.675 | 7266685.487 | 7891451.14 | 8354730 | 7719260.9481
Guilford | WRC | Total | 8956906.4557 | 10368852.6905 | 8454057.632 | 9111556.22 | 9777989 | 9333872.3996
Halifax | WRC | Commercial & Industrial | 274557.6 | 287267 | 256655 | 230088 | 255889 | 260891.32
Halifax | WRC | Residential | 2929136.27 | 3056857.59 | 3051360.605 | 3119801.33 | 3307875 | 3093006.159
Halifax | WRC | Total | 3203693.87 | 3344124.59 | 3308015.605 | 3349889.33 | 3563764 | 3353897.479
Hancock | ACRPC | Commercial & Industrial | 269114.6 | 249300 | 236492 | 199314 | 218004 | 234444.92
Hancock | ACRPC | Residential | 1292268.74 | 1344837.015 | 1272336.45 | 1342985.99 | 1467972 | 1344080.039
Hancock | ACRPC | Total | 1561383.34 | 1594137.015 | 1508828.45 | 1542299.99 | 1685976 | 1578524.959
Hardwick | NVDA | Residential | 205471 | 221880 | 210548 | 225959 | 231647 | 219101
Hardwick | NVDA | Total | 205471 | 221880 | 210548 | 225959 | 231647 | 219101
Hartford | TRORC | Commercial & Industrial | 57565895.5993 | 58823321.9421 | 56602391.4191 | 55393261.9038 | 57872277 | 57251429.5729
Hartford | TRORC | Residential | 39291732.3162 | 41234246.7159 | 39933201.7066 | 42496767.4624 | 43141097 | 41219409.0402
Hartford | TRORC | Total | 96857627.9154 | 100057568.6579 | 96535593.1257 | 97890029.3663 | 101013374 | 98470838.6131
Hartland | TRORC | Commercial & Industrial | 3532546.1509 | 3470556.35 | 3554867.822 | 3184950.776 | 3282455 | 3405075.2198
Hartland | TRORC | Residential | 11022471.9086 | 11259027.5369 | 10838995.55 | 11822980.555 | 12298942 | 11448483.5101
Hartland | TRORC | Total | 14555018.0594 | 14729583.8869 | 14393863.372 | 15007931.331 | 15581397 | 14853558.7299
Highgate | NRPC | Commercial & Industrial | 4863217 | 5648653 | 5546466 | 6060849 | 6008883 | 5625613.6
Highgate | NRPC | Residential | 13207074.015 | 14837062.02 | 14477899.11 | 16577223.69 | 14947993 | 14809450.367
Highgate | NRPC | Total | 18070291.015 | 20485715.02 | 20024365.11 | 22638072.69 | 20956876 | 20435063.967
Hinesburg | CCRPC | Commercial & Industrial | 8548437.2832 | 8283033.1005 | 9318744.2183 | 12732370.5395 | 22655027 | 12307522.4283
Hinesburg | CCRPC | Residential | 13241778.8899 | 14030502.73 | 13619208.64 | 15026523.72 | 15732125 | 14330027.796
Hinesburg | CCRPC | Total | 21790216.1731 | 22313535.8305 | 22937952.8582 | 27758894.2595 | 38387152 | 26637550.2243
Holland | NVDA | Commercial & Industrial | 1886142 | 1808647 | 1768095 | 1866367 | 1960615 | 1857973.2
Holland | NVDA | Residential | 2141278 | 2168340 | 2193060 | 2288454 | 2270498 | 2212326
Holland | NVDA | Total | 4027420 | 3976987 | 3961155 | 4154821 | 4231113 | 4070299.2
Hubbardton | RRPC | Commercial & Industrial | 393393.4 | 385598 | 385402 | 399004 | 417881 | 396255.68
Hubbardton | RRPC | Residential | 2646824.295 | 2786693.745 | 2705669.54 | 2888014.48 | 2937641 | 2792968.612
Hubbardton | RRPC | Total | 3040217.695 | 3172291.745 | 3091071.54 | 3287018.48 | 3355522 | 3189224.292
Huntington | CCRPC | Commercial & Industrial | 596517.712 | 625968.88 | 668987.81 | 678741.02 | 731845 | 660412.0844
Huntington | CCRPC | Residential | 5912872.0399 | 6311333.95 | 6089357.13 | 6547968.95 | 6754299 | 6323166.214
Huntington | CCRPC | Total | 6509389.7519 | 6937302.83 | 6758344.94 | 7226709.97 | 7486144 | 6983578.2984
Hyde Park | LCPC | Commercial & Industrial | 3184586 | 2844753 | 279009 | 307609 | 317666 | 1386724.6
Hyde Park | LCPC | Residential | 9168890 | 8589107 | 2261616 | 2368697 | 1854440 | 4848550
Hyde Park | LCPC | Total | 12353476 | 11433860 | 2540625 | 2676306 | 2172106 | 6235274.6
Ira | RRPC | Commercial & Industrial | 104497 | 133006 | 132735 | 137787 | 119447 | 125494.4
Ira | RRPC | Residential | 1320032.895 | 1383105.8 | 1335720.905 | 1370196.45 | 1397003 | 1361211.81
Ira | RRPC | Total | 1424529.895 | 1516111.8 | 1468455.905 | 1507983.45 | 1516450 | 1486706.21
Irasburg | NVDA | Commercial & Industrial | 3345783 | 3725453 | 4355323 | 4495588 | 5442773 | 4272984
Irasburg | NVDA | Residential | 3491352 | 3676457 | 3719405 | 3933160 | 3933386 | 3750752
Irasburg | NVDA | Total | 6837135 | 7401910 | 8074728 | 8428748 | 9376159 | 8023736
Isle La Motte | NRPC | Commercial & Industrial | 718762 | 769442 | 733732 | 509414 | 507192 | 647708.4
Isle La Motte | NRPC | Residential | 2569490 | 2784433 | 2836163 | 2936786 | 2972714 | 2819917.2
Isle La Motte | NRPC | Total | 3288252 | 3553875 | 3569895 | 3446200 | 3479906 | 3467625.6
Jamaica | WRC | [6 empty] | #DIV/0!
Jamaica | WRC | Commercial & Industrial | 1136888.4 | 1066643.695 | 1022867.24 | 977572.14 | 1064299 | 1053654.095
Jamaica | WRC | Residential | 6671224.4417 | 7129690.1952 | 6956319.7044 | 7487806.906 | 7512249 | 7151458.0495
Jamaica | WRC | Total | 7808112.8417 | 8196333.8902 | 7979186.9444 | 8465379.046 | 8576548 | 8205112.1445
Jay | NVDA | Commercial & Industrial | 17925400 | 18450947 | 23015969 | 15116980 | 17994773 | 18500813.8
Jay | NVDA | Residential | 3629283 | 3753146 | 3665021 | 3632301 | 3706921 | 3677334.4
Jay | NVDA | Total | 21554683 | 22204093 | 26680990 | 18749281 | 21701694 | 22178148.2
Jericho | CCRPC | Commercial & Industrial | 6183440.859 | 6043024.961 | 5943883.702 | 5840972.66 | 6577351 | 6117734.6364
Jericho | CCRPC | Residential | 14344115.8628 | 14962681 | 14291692.35 | 15792303.28 | 16755924 | 15229343.2986
Jericho | CCRPC | Total | 20527556.7218 | 21005705.961 | 20235576.052 | 21633275.94 | 23333275 | 21347077.935
Johnson | LCPC | Commercial & Industrial | 8656766 | 9282285 | 9189813 | 7644898 | 8182029 | 8591158.2
Johnson | LCPC | Residential | 8983526 | 9470360 | 8811863 | 9433812 | 9405611 | 9221034.4
Johnson | LCPC | Total | 17640292 | 18752645 | 18001676 | 17078710 | 17587640 | 17812192.6
Killington | RRPC | Commercial & Industrial | 41771342.1698 | 39945614.7031 | 41111904.7884 | 36007314.1135 | 49885624 | 41744359.955
Killington | RRPC | Residential | 16444133.013 | 17544691.7768 | 17411938.6568 | 17006748.444 | 17517611 | 17185024.5781
Killington | RRPC | Total | 58215475.1829 | 57490306.4798 | 58523843.4452 | 53014062.5575 | 67403235 | 58929384.5331
Kirby | NVDA | Commercial & Industrial | *** | *** | *** | 28426 | 34790 | 31608
Kirby | NVDA | Residential | 1721223.89 | 1769742.03 | 1762282.965 | 1828825.21 | 2368454 | 1890105.619
Kirby | NVDA | Total |  |  |  | 1857251.21 | 2403244 | 2130247.605
Landgrove | BCRC | Commercial & Industrial | 206964 | 200595 | 208821 | 158369 | 230796 | 201109
Landgrove | BCRC | Residential | 1255328.1979 | 1310290.3947 | 1308913.99 | 1418828.02 | 1531056 | 1364883.3205
Landgrove | BCRC | Total | 1462292.1979 | 1510885.3947 | 1517734.99 | 1577197.02 | 1761852 | 1565992.3205
Leicester | ACRPC | Commercial & Industrial | 426577.4 | 420592 | 432272 | 394272 | 417498 | 418242.28
Leicester | ACRPC | Residential | 4033155.595 | 4243252.42 | 4048192.62 | 4448117.125 | 4700208 | 4294585.152
Leicester | ACRPC | Total | 4459732.995 | 4663844.42 | 4480464.62 | 4842389.125 | 5117706 | 4712827.432
Lemington | NVDA | Commercial & Industrial | *** | *** | *** | *** | *** | #DIV/0!
Lemington | NVDA | Residential | 386038 | 405629 | 397194 | 436721 | 409392 | 406994.8
Lemington | NVDA | Total | [5 empty] | #DIV/0!
Lewis | NVDA | No Usage Data | [5 empty] | #DIV/0!
Lewis | NVDA | Total | [5 empty] | #DIV/0!
Lincoln | ACRPC | Commercial & Industrial | 496822.8609 | 548766.973 | 600775 | 555418 | 1653239 | 771004.3668
Lincoln | ACRPC | Residential | 4121786.596 | 4274242.1582 | 3998541.645 | 4439150.975 | 4766681 | 4320080.4748
Lincoln | ACRPC | Total | 4618609.4569 | 4823009.1312 | 4599316.645 | 4994568.975 | 6419920 | 5091084.8416
Londonderry | WRC | Commercial & Industrial | 5067389.981 | 5261802.4575 | 5193214.9915 | 5335875.498 | 5433151 | 5258286.7856
Londonderry | WRC | Residential | 11117320.6354 | 11793544.9376 | 11329770.7884 | 12314564.1647 | 12629892 | 11837018.5052
Londonderry | WRC | Total | 16184710.6164 | 17055347.3951 | 16522985.7799 | 17650439.6627 | 18063043 | 17095305.2908
Lowell | NVDA | Commercial & Industrial | 1501157 | 1530685 | 1652590 | 1682203 | 1555003 | 1584327.6
Lowell | NVDA | Residential | 2663455 | 2707788 | 2718730 | 2906804 | 2945992 | 2788553.8
Lowell | NVDA | Total | 4164612 | 4238473 | 4371320 | 4589007 | 4500995 | 4372881.4
Ludlow | TRORC | Commercial & Industrial | 29807751.1 | 35854924.8 | 15263720.1 | 449864 | 6835827 | 17642417.4
Ludlow | TRORC | Residential | 18574425.5396 | 19776700.475 | 12442872.6208 | 5319604.57 | 7837860 | 12790292.6411
Ludlow | TRORC | Total | 48382176.6396 | 55631625.275 | 27706592.7208 | 5769468.57 | 14673687 | 30432710.0411
Lunenburg | NVDA | Commercial & Industrial | 748820.6 | 741594.8 | 675265 | 636520 | 725752 | 705590.48
Lunenburg | NVDA | Residential | 4293026.105 | 4453734.305 | 4265781.79 | 4414943.15 | 4509450 | 4387387.07
Lunenburg | NVDA | Total | 5041846.705 | 5195329.105 | 4941046.79 | 5051463.15 | 5235202 | 5092977.55
Lyndon | NVDA | Commercial & Industrial | 18237422 | 17313144 | 18917575 | 17498968 | 17863484 | 17966118.6
Lyndon | NVDA | Residential | 14772348 | 15366674 | 14999751 | 15722875 | 16952737 | 15562877
Lyndon | NVDA | Total | 33009770 | 32679818 | 33917326 | 33221843 | 34816221 | 33528995.6
Maidstone | NVDA | Commercial & Industrial | 208947 | 212167 | 201268 | 194600 | 186622 | 200720.8
Maidstone | NVDA | Residential | 1069923 | 1105040 | 1090904 | 1144387 | 1217289 | 1125508.6
Maidstone | NVDA | Total | 1278870 | 1317207 | 1292172 | 1338987 | 1403911 | 1326229.4
Manchester | BCRC | Commercial & Industrial | 28760572.9556 | 29475335.3664 | 28088744.5893 | 24698548.6443 | 27565133 | 27717666.9111
Manchester | BCRC | Residential | 21140124.8 | 22480023.83 | 21261088.4783 | 22914397.815 | 23582016 | 22275530.1846
Manchester | BCRC | Total | 49900697.7556 | 51955359.1964 | 49349833.0676 | 47612946.4593 | 51147149 | 49993197.0958
Marlboro | WRC | Commercial & Industrial | 1155324.84 | 1077414.565 | 695377.545 | 807126.185 | 1095728 | 966194.227
Marlboro | WRC | Residential | 2826894.2743 | 2887351.9605 | 2676722.92 | 3052723.525 | 3332432 | 2955224.936
Marlboro | WRC | Total | 3982219.1143 | 3964766.5255 | 3372100.465 | 3859849.71 | 4428160 | 3921419.163
Marshfield | CVRPC | Commercial & Industrial | 1378695.2053 | 1401280.124 | 1328466.683 | 1266501.787 | 1329084 | 1340805.5599
Marshfield | CVRPC | Residential | 4310991.13 | 4442246 | 4323488 | 4683880 | 4789446 | 4510010.226
Marshfield | CVRPC | Total | 5689686.3353 | 5843526.124 | 5651954.683 | 5950381.787 | 6118530 | 5850815.7859
Mendon | RRPC | Commercial & Industrial | 2159192.442 | 1903066.72 | 1845967.852 | 1685284.858 | 1896153 | 1897932.9744
Mendon | RRPC | Residential | 4854044.735 | 5150372.2647 | 5006784.8 | 5285927.675 | 5384421 | 5136310.0949
Mendon | RRPC | Total | 7013237.177 | 7053438.9847 | 6852752.652 | 6971212.533 | 7280574 | 7034243.0693
Middlebury | ACRPC | Commercial & Industrial | 72570113.7889 | 76888221.4269 | 79851135.95 | 77611494.8036 | 79292278 | 77242648.7939
Middlebury | ACRPC | Residential | 19011330.5812 | 19557070.0005 | 18327505.762 | 20029301.5723 | 21195964 | 19624234.3832
Middlebury | ACRPC | Total | 91581444.3701 | 96445291.4274 | 98178641.712 | 97640796.3759 | 100488242 | 96866883.1771
Middlesex | CVRPC | Commercial & Industrial | 2807480.7161 | 2823523.2225 | 2784961.5875 | 2593878.6145 | 3056033 | 2813175.4281
Middlesex | CVRPC | Residential | 4793017.5033 | 5049633 | 4914822 | 5218514 | 5316501 | 5058497.5007
Middlesex | CVRPC | Total | 7600498.2194 | 7873156.2225 | 7699783.5875 | 7812392.6145 | 8372534 | 7871672.9288
Middletown Springs | RRPC | Commercial & Industrial | 384985 | 369815 | 367072 | 324657 | 326191 | 354544
Middletown Springs | RRPC | Residential | 2700603.805 | 2838004.5371 | 2728873.605 | 2917206.31 | 3053593 | 2847656.2514
Middletown Springs | RRPC | Total | 3085588.805 | 3207819.5371 | 3095945.605 | 3241863.31 | 3379784 | 3202200.2514
Milton | CCRPC | Commercial & Industrial | 41035779.0271 | 42781558.4123 | 40380684.2396 | 39499164.2859 | 41843981 | 41108233.393
Milton | CCRPC | Residential | 30991018.4881 | 32621435.2912 | 31295561.88 | 34097902.6 | 35394594 | 32880102.4519
Milton | CCRPC | Total | 72026797.5153 | 75402993.7035 | 71676246.1196 | 73597066.8859 | 77238575 | 73988335.8448
Monkton | ACRPC | Commercial & Industrial | 647978.8855 | 652749.23 | 656606.761 | 603840.707 | 603067 | 632848.5167
Monkton | ACRPC | Residential | 6655855.705 | 7160512.9 | 6803570.33 | 7458898.16 | 7888324 | 7193432.219
Monkton | ACRPC | Total | 7303834.5905 | 7813262.13 | 7460177.091 | 8062738.867 | 8491391 | 7826280.7357
Montgomery | NRPC | Commercial & Industrial | 1452545 | 1586351 | 1498120 | 1608482 | 1598119 | 1548723.4
Montgomery | NRPC | Residential | 4311422 | 4604768 | 4117926 | 4722233 | 4787053 | 4508680.4
Montgomery | NRPC | Total | 5763967 | 6191119 | 5616046 | 6330715 | 6385172 | 6057403.8
Montpelier | CVRPC | Commercial & Industrial | 48542838.2537 | 49582151.3343 | 49050821.4795 | 46959920.2105 | 46944026 | 48215951.4556
Montpelier | CVRPC | Residential | 21487536.994 | 21999449.277 | 21469678.611 | 23145786.011 | 23910190 | 22402528.1786
Montpelier | CVRPC | Total | 70030375.2477 | 71581600.6113 | 70520500.0905 | 70105706.2215 | 70854216 | 70618479.6342
Moretown | CVRPC | Commercial & Industrial | 1525933.0861 | 1686783.0405 | 1620603.916 | 1501874.2795 | 1596571 | 1586353.0644
Moretown | CVRPC | Residential | 5150921.5666 | 4955885.725 | 4879374.515 | 5446447.89 | 5738730 | 5234271.9393
Moretown | CVRPC | Total | 6676854.6527 | 6642668.7655 | 6499978.431 | 6948322.1695 | 7335301 | 6820625.0037
Morgan | NVDA | Commercial & Industrial | 444991 | 493481 | 471400 | 424556 | 471710 | 461227.6
Morgan | NVDA | Residential | 2649303 | 2800721 | 2763903 | 2945678 | 2997114 | 2831343.8
Morgan | NVDA | Total | 3094294 | 3294202 | 3235303 | 3370234 | 3468824 | 3292571.4
Morristown | LCPC | Commercial & Industrial | 36221604 | 36629914 | 38375686 | 46553247 | 35394450 | 38634980.2
Morristown | LCPC | Residential | 16616075 | 16826060 | 16690580 | 18202619 | 18048428 | 17276752.4
Morristown | LCPC | Total | 52837679 | 53455974 | 55066266 | 64755866 | 53442878 | 55911732.6
Mount Holly | RRPC | Commercial & Industrial | 624241.6 | 600837 | 577424 | 570391 | 695071 | 613592.92
Mount Holly | RRPC | Residential | 6349479.67 | 6355067.8065 | 6122125.405 | 6721808.745 | 7056171 | 6520930.5253
Mount Holly | RRPC | Total | 6973721.27 | 6955904.8065 | 6699549.405 | 7292199.745 | 7751242 | 7134523.4453
Mount Tabor | RRPC | Commercial & Industrial | 283566 | 313963 | 336421 | 316212 | 326982 | 315428.8
Mount Tabor | RRPC | Residential | 747200.56 | 788228.665 | 773492.26 | 796072.73 | 789954 | 778989.643
Mount Tabor | RRPC | Total | 1030766.56 | 1102191.665 | 1109913.26 | 1112284.73 | 1116936 | 1094418.443
New Haven | ACRPC | Commercial & Industrial | 5308896.6244 | 6961069.5617 | 5074675.4038 | 5201031.737 | 5610216 | 5631177.8654
New Haven | ACRPC | Residential | 6093008.355 | 6302435.805 | 5874961.93 | 6501562.28 | 6838935 | 6322180.674
New Haven | ACRPC | Total | 11401904.9794 | 13263505.3667 | 10949637.3338 | 11702594.017 | 12449151 | 11953358.5394
Newark | NVDA | Commercial & Industrial | 256985 | 263217 | 395265 | 414875 | 393712 | 344810.8
Newark | NVDA | Residential | 1912576 | 1957937 | 2057691 | 2076187 | 2398523 | 2080582.8
Newark | NVDA | Total | 2169561 | 2221154 | 2452956 | 2491062 | 2792235 | 2425393.6
Newbury | TRORC | Commercial & Industrial | 3350706.9197 | 3519196.538 | 3090184.728 | 3072989.156 | 3327950 | 3272205.4683
Newbury | TRORC | Residential | 7139493.1115 | 7327984.73 | 7146483.025 | 7632408.31 | 8046981 | 7458670.0353
Newbury | TRORC | Total | 10490200.0312 | 10847181.268 | 10236667.753 | 10705397.466 | 11374931 | 10730875.5036
Newfane | WRC | Commercial & Industrial | 1535886.84 | 1828327.01 | 1686607.528 | 1555986.398 | 1598276 | 1641016.7552
Newfane | WRC | Residential | 6230371.9919 | 6563461.535 | 6425428.42 | 6815563.08 | 7250158 | 6656996.6054
Newfane | WRC | Total | 7766258.8319 | 8391788.545 | 8112035.948 | 8371549.478 | 8848434 | 8298013.3606
Newport City | NVDA | Commercial & Industrial | 653684 | *** | *** | 115968 | 110150 | 293267.3333
Newport City | NVDA | Residential | 190966 | 143421 | 105840 | 111167 | 123008 | 134880.4
Newport City | NVDA | Total | 844650 |  |  | 227135 | 233158 | 434981
Newport Town | NVDA | Commercial & Industrial | 32363822 | 34449514 | 33123646 | 32428420 | 33362305 | 33145541.4
Newport Town | NVDA | Residential | 17225398 | 17982985 | 17911203 | 18553454 | 18750143 | 18084636.6
Newport Town | NVDA | Total | 49589220 | 52432499 | 51034849 | 50981874 | 52112448 | 51230178
North Hero | NRPC | Commercial & Industrial | 1639546 | 1658239 | 1410102 | 1236518 | 1421399 | 1473160.8
North Hero | NRPC | Residential | 4519030 | 4883757 | 4762031 | 5032716 | 5058683 | 4851243.4
North Hero | NRPC | Total | 6158576 | 6541996 | 6172133 | 6269234 | 6480082 | 6324404.2
Northfield | CVRPC | Commercial & Industrial | 14870766 | 18062777 | 18693664 | 16447705 | 17229116 | 17060805.6
Northfield | CVRPC | Residential | 12970707 | 13061604 | 13109953 | 13750317 | 13946793 | 13367874.8
Northfield | CVRPC | Total | 27841473 | 31124381 | 31803617 | 30198022 | 31175909 | 30428680.4
Norton | NVDA | Commercial & Industrial | 404241 | 422587 | 398826 | 408280 | 439161 | 414619
Norton | NVDA | Residential | 700850 | 744875 | 688593 | 724042 | 752017 | 722075.4
Norton | NVDA | Total | 1105091 | 1167462 | 1087419 | 1132322 | 1191178 | 1136694.4
Norwich | TRORC | Commercial & Industrial | 3769032.4391 | 3886631.341 | 3738037.0447 | 3518694.2095 | 3648936 | 3712266.2069
Norwich | TRORC | Residential | 11634740.6916 | 11747739.5 | 10774138.295 | 12444064.58 | 13869702 | 12094077.0133
Norwich | TRORC | Total | 15403773.1307 | 15634370.841 | 14512175.3397 | 15962758.7895 | 17518638 | 15806343.2202
Orange | TRORC | Commercial & Industrial | 651167.5143 | 1209112.51 | 637760.954 | 642445.973 | 582562 | 744609.7903
Orange | TRORC | Residential | 3059887.9599 | 3188229 | 3168925 | 3390446 | 3477931 | 3257083.792
Orange | TRORC | Total | 3711055.4742 | 4397341.51 | 3806685.954 | 4032891.973 | 4060493 | 4001693.5822
Orwell | ACRPC | Commercial & Industrial | 1391197.68 | 1538276.295 | 1524823.27 | 1593254.03 | 1715804 | 1552671.055
Orwell | ACRPC | Residential | 4754261.48 | 4911136.52 | 4774172.24 | 5087630.54 | 5229819 | 4951403.956
Orwell | ACRPC | Total | 6145459.16 | 6449412.815 | 6298995.51 | 6680884.57 | 6945623 | 6504075.011
Panton | ACRPC | Commercial & Industrial | 1466005.655 | 2831678.616 | 1514245.907 | 1512164.191 | 1533719 | 1771562.6738
Panton | ACRPC | Residential | 3064537.0845 | 2950736.572 | 2560880.855 | 3346142.78 | 3842248 | 3152909.0583
Panton | ACRPC | Total | 4530542.7395 | 5782415.188 | 4075126.762 | 4858306.971 | 5375967 | 4924471.7321
Pawlet | RRPC | Commercial & Industrial | 1625091.471 | 1718494.3 | 1723942.32 | 1515944.21 | 1609225 | 1638539.4602
Pawlet | RRPC | Residential | 6239818.3509 | 6457845.53 | 6181376.11 | 6503953.225 | 6762717 | 6429142.0432
Pawlet | RRPC | Total | 7864909.8219 | 8176339.83 | 7905318.43 | 8019897.435 | 8371942 | 8067681.5034
Peacham | NVDA | Commercial & Industrial | 377651.2999 | 377069 | 417440 | 367310 | 397140 | 387322.06
Peacham | NVDA | Residential | 2662362.55 | 2706474.3 | 2732640.5 | 2857454.77 | 3033192 | 2798424.824
Peacham | NVDA | Total | 3040013.8499 | 3083543.3 | 3150080.5 | 3224764.77 | 3430332 | 3185746.884
Peru | BCRC | Commercial & Industrial | 3987878.037 | 4181384.041 | 4120483.664 | 3723178.27 | 3747750 | 3952134.8024
Peru | BCRC | Residential | 5573797.149 | 6058605.8752 | 5988372.5259 | 6044710.3316 | 6067140 | 5946525.1764
Peru | BCRC | Total | 9561675.186 | 10239989.9162 | 10108856.1899 | 9767888.6016 | 9814890 | 9898659.9788
Pittsfield | RRPC | Commercial & Industrial | 819934.2 | 857802 | 812062 | 736064 | 854389 | 816050.24
Pittsfield | RRPC | Residential | 2775200.745 | 2811210.1 | 2813844.54 | 3099208.635 | 3104778 | 2920848.404
Pittsfield | RRPC | Total | 3595134.945 | 3669012.1 | 3625906.54 | 3835272.635 | 3959167 | 3736898.644
Pittsford | RRPC | Commercial & Industrial | 189279063.267 | 190038495.9605 | 152193012.8675 | 208996884.3965 | 179073820 | 183916255.2983
Pittsford | RRPC | Residential | 9651938.806 | 10196380.21 | 9682164.225 | 10475006.75 | 10807534 | 10162604.7982
Pittsford | RRPC | Total | 198931002.073 | 200234876.1705 | 161875177.0925 | 219471891.1465 | 189881354 | 194078860.0965
Plainfield | CVRPC | Commercial & Industrial | 1650683.6361 | 1772902.4155 | 1865499.789 | 1795369.5045 | 1804998 | 1777890.669
Plainfield | CVRPC | Residential | 3895269.3299 | 4006250.55 | 3850962.94 | 4076680 | 4331613 | 4032155.164
Plainfield | CVRPC | Total | 5545952.9661 | 5779152.9655 | 5716462.729 | 5872049.5045 | 6136611 | 5810045.833
Plymouth | TRORC | Commercial & Industrial | 985927.916 | 958778.8775 | 755932.074 | 535742.925 | 791309 | 805538.1585
Plymouth | TRORC | Residential | 5262378.1643 | 5464021.29 | 5419704.52 | 5526218.46 | 5665791 | 5467622.6869
Plymouth | TRORC | Total | 6248306.0803 | 6422800.1676 | 6175636.594 | 6061961.385 | 6457100 | 6273160.8454
Pomfret | TRORC | Commercial & Industrial | 1121208.76 | 1161280.39 | 1383374.24 | 1088492.1 | 1182534 | 1187377.898
Pomfret | TRORC | Residential | 3824489.71 | 3944899.705 | 3834676.825 | 4281794.71 | 4492674 | 4075706.99
Pomfret | TRORC | Total | 4945698.47 | 5106180.095 | 5218051.065 | 5370286.81 | 5675208 | 5263084.888
Poultney | RRPC | Commercial & Industrial | 7995448.046 | 8079727.4505 | 6675167.948 | 5960405.261 | 6495030 | 7041155.7411
Poultney | RRPC | Residential | 10421029.06 | 11026259.4016 | 10737429.9721 | 11481015.98 | 11771439 | 11087434.6828
Poultney | RRPC | Total | 18416477.106 | 19105986.8521 | 17412597.9201 | 17441421.241 | 18266469 | 18128590.4239
Pownal | BCRC | Commercial & Industrial | 2561158.7725 | 2608450.875 | 2596309.7 | 2551459.0225 | 2811082 | 2625692.074
Pownal | BCRC | Residential | 11143838.9731 | 11698326.5093 | 11380506.945 | 11773244.325 | 12167883 | 11632759.9505
Pownal | BCRC | Total | 13704997.7456 | 14306777.3843 | 13976816.645 | 14324703.3475 | 14978965 | 14258452.0245
Proctor | RRPC | Commercial & Industrial | 2068766.234 | 1324156.846 | 969902.1778 | 1409798.6012 | 1724532 | 1499431.1718
Proctor | RRPC | Residential | 5742332.47 | 6010284.985 | 5607058.96 | 6206676.01 | 6265396 | 5966349.685
Proctor | RRPC | Total | 7811098.704 | 7334441.831 | 6576961.1378 | 7616474.6112 | 7989928 | 7465780.8568
Putney | WRC | Commercial & Industrial | 27244214.0265 | 28864780.4337 | 25873949.413 | 26461830.3585 | 26340451 | 26957045.0464
Putney | WRC | Residential | 7679783.4501 | 7437492.1425 | 6963967.39 | 7835615.82 | 8633244 | 7710020.5605
Putney | WRC | Total | 34923997.4766 | 36302272.5763 | 32837916.803 | 34297446.1785 | 34973695 | 34667065.6069
Randolph | TRORC | Commercial & Industrial | 32939537.2185 | 32436997.5269 | 32827848.517 | 32360998.3875 | 34063208 | 32925717.93
Randolph | TRORC | Residential | 13373612.54 | 13654132.2513 | 12980464.8586 | 13837780.875 | 14657904 | 13700778.905
Randolph | TRORC | Total | 46313149.7585 | 46091129.7782 | 45808313.3756 | 46198779.2625 | 48721112 | 46626496.835
Reading | TRORC | Commercial & Industrial | 2544380.2 | 2626834 | 1473830 | 741148 | 969036 | 1671045.64
Reading | TRORC | Residential | 4695347.171 | 4990141.913 | 3880214.6686 | 3184277.5 | 3861060 | 4122208.2505
Reading | TRORC | Total | 7239727.371 | 7616975.913 | 5354044.6686 | 3925425.5 | 4830096 | 5793253.8905
Readsboro | BCRC | Commercial & Industrial | 539534.09 | 526792 | 385163 | 392447 | 518205 | 472428.218
Readsboro | BCRC | Residential | 2849991.32 | 2967832.67 | 2919423.46 | 2944993.2 | 2948295 | 2926107.13
Readsboro | BCRC | Total | 3389525.41 | 3494624.67 | 3304586.46 | 3337440.2 | 3466500 | 3398535.348
Richford | NRPC | Commercial & Industrial | 11268159 | 11612926 | 11405638 | 10600468 | 10756590 | 11128756.2
Richford | NRPC | Residential | 7085781 | 8082249 | 7981838 | 8435569 | 8551965 | 8027480.4
Richford | NRPC | Total | 18353940 | 19695175 | 19387476 | 19036037 | 19308555 | 19156236.6
Richmond | CCRPC | Commercial & Industrial | 5894416.1899 | 5672211.4813 | 5523719.4075 | 5195901.3615 | 5377959 | 5532841.488
Richmond | CCRPC | Residential | 12880750.4926 | 13382361.1227 | 12739811.2945 | 13672924.5275 | 14328003 | 13400770.0875
Richmond | CCRPC | Total | 18775166.6825 | 19054572.604 | 18263530.702 | 18868825.889 | 19705962 | 18933611.5755
Ripton | ACRPC | Commercial & Industrial | 1132058.74 | 1032242.1015 | 1025693.8425 | 1220926.353 | 1541890 | 1190562.2074
Ripton | ACRPC | Residential | 1865377.72 | 1904331.635 | 1684637.455 | 2043661.02 | 2211298 | 1941861.166
Ripton | ACRPC | Total | 2997436.46 | 2936573.7365 | 2710331.2975 | 3264587.373 | 3753188 | 3132423.3734
Rochester | TRORC | Commercial & Industrial | 1816126.936 | 1755338.06 | 1653302.65 | 1582384.6 | 1734055 | 1708241.4492
Rochester | TRORC | Residential | 4355529.075 | 4478935.3018 | 4200905.395 | 4571205.46 | 4899594 | 4501233.8464
Rochester | TRORC | Total | 6171656.011 | 6234273.3618 | 5854208.045 | 6153590.06 | 6633649 | 6209475.2956
Rockingham | WRC | Commercial & Industrial | 16816783.7462 | 19411885.028 | 18222487.291 | 16564774.6585 | 16632126 | 17529611.3447
Rockingham | WRC | Residential | 15142138.6217 | 15822052.375 | 15154106.745 | 16034641.55 | 16518863 | 15734360.4583
Rockingham | WRC | Total | 31958922.3679 | 35233937.403 | 33376594.036 | 32599416.2085 | 33150989 | 33263971.8031
Roxbury | CVRPC | Commercial & Industrial | 296925.8 | 293088 | 295184 | 356277 | 533059 | 354906.76
Roxbury | CVRPC | Residential | 2105003.6 | 2105734.7257 | 2079538.33 | 2192586.99 | 2375512 | 2171675.1291
Roxbury | CVRPC | Total | 2401929.4 | 2398822.7257 | 2374722.33 | 2548863.99 | 2908571 | 2526581.8891
Royalton | TRORC | Commercial & Industrial | 6120053.179 | 6593672.994 | 5330928.11 | 4926736.314 | 5538695 | 5702017.1194
Royalton | TRORC | Residential | 8269198.5734 | 8682978.6853 | 8289675.53 | 8948436.4 | 9243050 | 8686667.8377
Royalton | TRORC | Total | 14389251.7524 | 15276651.6793 | 13620603.64 | 13875172.714 | 14781745 | 14388684.9571
Rupert | BCRC | Commercial & Industrial | 467696.8 | 609753 | 598401.84 | 619197.4 | 696438 | 598297.408
Rupert | BCRC | Residential | 3638459.73 | 3533257.555 | 3260935.4355 | 3457887.91 | 3538468 | 3485801.7261
Rupert | BCRC | Total | 4106156.53 | 4143010.555 | 3859337.2755 | 4077085.31 | 4234906 | 4084099.1341
Rutland City | RRPC | Commercial & Industrial | 153823935.8178 | 156042227.498 | 155202338.2443 | 140158650.1045 | 146003547 | 150246139.7329
Rutland City | RRPC | Residential | 56241063.6767 | 59181375.4649 | 56628794.915 | 60434299.3 | 61553686 | 58807843.8713
Rutland City | RRPC | Total | 210064999.4945 | 215223602.9629 | 211831133.1593 | 200592949.4045 | 207557233 | 209053983.6042
Rutland Town | RRPC | Commercial & Industrial | 3377002.75 | 3422344.418 | 3384173.929 | 2941800.166 | 3520438 | 3329151.8526
Rutland Town | RRPC | Residential | 1317610.925 | 1453393.53 | 1314123.95 | 1437923.25 | 1471421 | 1398894.531
Rutland Town | RRPC | Total | 4694613.675 | 4875737.948 | 4698297.879 | 4379723.416 | 4991859 | 4728046.3836
Ryegate | NVDA | Commercial & Industrial | 1012915.2665 | 960351.12 | 1334134.513 | 959050.61 | 984205 | 1050131.3019
Ryegate | NVDA | Residential | 4107122.0615 | 4227277.8493 | 4072657.3 | 4374763.43 | 4536872 | 4263738.5282
Ryegate | NVDA | Total | 5120037.328 | 5187628.9693 | 5406791.813 | 5333814.04 | 5521077 | 5313869.83
St. Albans City | #N/A | No Usage Data | [5 empty] | #DIV/0!
St. Albans City | #N/A | Total | [5 empty] | #DIV/0!
St. Albans Town | #N/A | Commercial & Industrial | 114443249.3418 | 119126363.3579 | 115549150.8666 | 119138230.7808 | 119933551 | 117638109.0694
St. Albans Town | #N/A | Residential | 37258993.1538 | 39115415.14 | 37664386.98 | 40763174.23 | 41755796 | 39311553.1008
St. Albans Town | #N/A | Total | 151702242.4956 | 158241778.4979 | 153213537.8466 | 159901405.0108 | 161689347 | 156949662.1702
St. George | #N/A | Commercial & Industrial | 385145 | 450370 | 451593 | 449525 | 470518 | 441430.2
St. George | #N/A | Residential | 2191586 | 2557568 | 2547620 | 2760547 | 2738351 | 2559134.4
St. George | #N/A | Total | 2576731 | 3007938 | 2999213 | 3210072 | 3208869 | 3000564.6
St. Johnsbury | #N/A | Commercial & Industrial | 56543197.0081 | 57811195.969 | 56039081.5415 | 55242464.149 | 57669541 | 56661095.9335
St. Johnsbury | #N/A | Residential | 19584163.53 | 20004006.295 | 19310843.93 | 20594578.18 | 21061275 | 20110973.387
St. Johnsbury | #N/A | Total | 76127360.538 | 77815202.264 | 75349925.4715 | 75837042.329 | 78730816 | 76772069.3205
Salisbury | ACRPC | Commercial & Industrial | 1597149.699 | 1669400.734 | 1602817.79 | 1721534.32 | 2070847 | 1732349.9086
Salisbury | ACRPC | Residential | 5114762.6717 | 5163160.46 | 4609061.92 | 5453688.11 | 5477264 | 5163587.4323
Salisbury | ACRPC | Total | 6711912.3707 | 6832561.194 | 6211879.71 | 7175222.43 | 7548111 | 6895937.3409
Sandgate | BCRC | Commercial & Industrial | 129652 | 251994 | 188884 | 146629 | 218503 | 187132.4
Sandgate | BCRC | Residential | 1523661.54 | 1682898.51 | 1572796.58 | 1640696.78 | 1793979 | 1642806.482
Sandgate | BCRC | Total | 1653313.54 | 1934892.51 | 1761680.58 | 1787325.78 | 2012482 | 1829938.882
Searsburg | BCRC | Commercial & Industrial | 217050.06 | 1019806.5 | 342637.65 | 443189.725 | 502281 | 504992.987
Searsburg | BCRC | Residential | 469841.1267 | 501320 | 478219 | 475856 | 535239 | 492095.0253
Searsburg | BCRC | Total | 686891.1867 | 1521126.5 | 820856.65 | 919045.725 | 1037520 | 997088.0123
Shaftsbury | BCRC | Commercial & Industrial | 5174092.803 | 4291412.672 | 4047053.226 | 5112562.838 | 5867353 | 4898494.9078
Shaftsbury | BCRC | Residential | 12251879.9 | 12839027.815 | 12286103.005 | 13204819.9 | 13555610 | 12827488.124
Shaftsbury | BCRC | Total | 17425972.703 | 17130440.487 | 16333156.231 | 18317382.738 | 19422963 | 17725983.0318
Sharon | TRORC | Commercial & Industrial | 2086012.52 | 2808488.6725 | 1745003.61 | 1613476.82 | 1953177 | 2041231.7245
Sharon | TRORC | Residential | 4583000.085 | 4774765.58 | 4449186.34 | 4916410.35 | 5193914 | 4783455.271
Sharon | TRORC | Total | 6669012.605 | 7583254.2525 | 6194189.95 | 6529887.17 | 7147091 | 6824686.9955
Sheffield | NVDA | Commercial & Industrial | 425937 | 419946 | 436622 | 468693 | 518309 | 453901.4
Sheffield | NVDA | Residential | 2041499 | 2146513 | 2181502 | 2204648 | 2206893 | 2156211
Sheffield | NVDA | Total | 2467436 | 2566459 | 2618124 | 2673341 | 2725202 | 2610112.4
Shelburne | CCRPC | Commercial & Industrial | 27991189.0749 | 30229660.1276 | 29508949.1748 | 27588234.1362 | 29283540 | 28920314.5027
Shelburne | CCRPC | Residential | 23851870.0814 | 24898864.054 | 23133974.965 | 26137619.521 | 27408497 | 25086165.1243
Shelburne | CCRPC | Total | 51843059.1563 | 55128524.1816 | 52642924.1398 | 53725853.6572 | 56692037 | 54006479.627
Sheldon | NRPC | Commercial & Industrial | 57556020.06 | 59461699.078 | 62460140.62 | 53517619.521 | 59313655 | 58461826.8558
Sheldon | NRPC | Residential | 6953273.165 | 7229590.95 | 6693498.63 | 7485165.17 | 7548002 | 7181905.983
Sheldon | NRPC | Total | 64509293.225 | 66691290.028 | 69153639.25 | 61002784.691 | 66861657 | 65643732.8388
Shoreham | ACRPC | Commercial & Industrial | 4186878.1708 | 4455805.936 | 3798927.211 | 4025464.236 | 4553537 | 4204122.5108
Shoreham | ACRPC | Residential | 4985653.4 | 5101468.615 | 4907569.795 | 5317272.16 | 5404127 | 5143218.194
Shoreham | ACRPC | Total | 9172531.5708 | 9557274.551 | 8706497.006 | 9342736.396 | 9957664 | 9347340.7048
Shrewsbury | RRPC | Commercial & Industrial | 805715.28 | 791997.78 | 731954.32 | 709200.28 | 870820 | 781937.532
Shrewsbury | RRPC | Residential | 3863722.1885 | 3928368.6647 | 3742410.085 | 4053923.26 | 4152003 | 3948085.4397
Shrewsbury | RRPC | Total | 4669437.4685 | 4720366.4447 | 4474364.405 | 4763123.54 | 5022823 | 4730022.9717
Somerset | WRC | No Usage Data | [5 empty] | #DIV/0!
Somerset | WRC | Total | [5 empty] | #DIV/0!
South Burlington | CCRPC | Commercial & Industrial | 153089651.6987 | 155852060.8612 | 152098745.8123 | 143805306.6796 | 144372357 | 149843624.4103
South Burlington | CCRPC | Residential | 48276632.6313 | 51049919.334 | 48918073.697 | 54512455.375 | 55957282 | 51742872.6075
South Burlington | CCRPC | Total | 201366284.33 | 206901980.1952 | 201016819.5093 | 198317762.0546 | 200329639 | 201586497.0178
South Hero | NRPC | Commercial & Industrial | 3233430 | 3463859 | 3433950 | 3340379 | 3532267 | 3400777
South Hero | NRPC | Residential | 7028785 | 7791753 | 7599759 | 7996400 | 8090868 | 7701513
South Hero | NRPC | Total | 10262215 | 11255612 | 11033709 | 11336779 | 11623135 | 11102290
Springfield | TRORC | Commercial & Industrial | 39842574.3158 | 37123054.1826 | 34311609.6647 | 34222144.7142 | 35098430 | 36119562.5755
Springfield | TRORC | Residential | 26687359.575 | 27863950.6211 | 26773186.4352 | 28313160.99 | 29163705 | 27760272.5242
Springfield | TRORC | Total | 66529933.8907 | 64987004.8037 | 61084796.0999 | 62535305.7042 | 64262135 | 63879835.0997
Stamford | BCRC | Commercial & Industrial | 281424.12 | 306131.483 | 312440.128 | 309985.883 | 320530 | 306102.3228
Stamford | BCRC | Residential | 2892817.994 | 3069493.766 | 2947806.941 | 3037370.519 | 3228342 | 3035166.244
Stamford | BCRC | Total | 3174242.114 | 3375625.249 | 3260247.069 | 3347356.402 | 3548872 | 3341268.5668
Stannard | NVDA | Commercial & Industrial | *** | *** | *** | *** | *** | #DIV/0!
Stannard | NVDA | Residential | 516661 | 555659 | 540530 | 579640 | 594297 | 557357.4
Stannard | NVDA | Total | [5 empty] | #DIV/0!
Starksboro | ACRPC | Commercial & Industrial | 868883.0598 | 1096199.89 | 993056.64 | 1018290.24 | 985334 | 992352.766
Starksboro | ACRPC | Residential | 5962744.4066 | 6108568.08 | 5860211.4 | 6245843.96 | 6471781 | 6129829.7693
Starksboro | ACRPC | Total | 6831627.4665 | 7204767.97 | 6853268.04 | 7264134.2 | 7457115 | 7122182.5353
Stockbridge | TRORC | Commercial & Industrial | 564125.59 | 592410.128 | 582551.338 | 454870.8 | 507197 | 540230.9712
Stockbridge | TRORC | Residential | 3009698.2156 | 3135093.9 | 3121197.41 | 3232195.43 | 3316176 | 3162872.1911
Stockbridge | TRORC | Total | 3573823.8056 | 3727504.028 | 3703748.748 | 3687066.23 | 3823373 | 3703103.1623
Stowe | LCPC | Commercial & Industrial | 51563954 | 43400537 | 49438011 | 44413494 | 48468645 | 47456928.2
Stowe | LCPC | Residential | 25804564 | 27606625 | 29341082 | 30504721 | 31411031 | 28933604.6
Stowe | LCPC | Total | 77368518 | 71007162 | 78779093 | 74918215 | 79879676 | 76390532.8
Strafford | TRORC | Commercial & Industrial | 726693.9 | 721696 | 679352 | 669946 | 751434 | 709824.38
Strafford | TRORC | Residential | 3202733.025 | 3309750.06 | 3105960.8292 | 3442907.625 | 3836474 | 3379565.1078
Strafford | TRORC | Total | 3929426.925 | 4031446.06 | 3785312.8292 | 4112853.625 | 4587908 | 4089389.4878
Stratton | WRC | Commercial & Industrial | 18793653.7255 | 18471111.5315 | 18100650.901 | 20579198.359 | 17014881 | 18591899.1034
Stratton | WRC | Residential | 8733404.2583 | 9334214.5742 | 8737552.2145 | 9100877.695 | 9235811 | 9028371.9484
Stratton | WRC | Total | 27527057.9838 | 27805326.1057 | 26838203.1155 | 29680076.054 | 26250692 | 27620271.0518
Sudbury | RRPC | Commercial & Industrial | 177929.81 | 195598.8425 | 195731.5 | 169118.585 | 171497 | 181975.1475
Sudbury | RRPC | Residential | 2148536.36 | 2223169.48 | 2114979.14 | 2330126.13 | 2423119 | 2247986.022
Sudbury | RRPC | Total | 2326466.17 | 2418768.3225 | 2310710.64 | 2499244.715 | 2594616 | 2429961.1695
Sunderland | BCRC | Commercial & Industrial | 1196665.8 | 3662519.62 | 3738483.045 | 992964.93 | 1036234 | 2125373.479
Sunderland | BCRC | Residential | 3839873.095 | 4090932.34 | 4064239.405 | 4305286.79 | 4526840 | 4165434.326
Sunderland | BCRC | Total | 5036538.895 | 7753451.96 | 7802722.45 | 5298251.72 | 5563074 | 6290807.805
Sutton | NVDA | Commercial & Industrial | 1353132 | 1308472 | 1313525 | 1275713 | 1524664 | 1355101.2
Sutton | NVDA | Residential | 3126498 | 3258694 | 3388363 | 3321985 | 3585746 | 3336257.2
Sutton | NVDA | Total | 4479630 | 4567166 | 4701888 | 4597698 | 5110410 | 4691358.4
Swanton | NRPC | Commercial & Industrial | 20396793.845 | 20703912.91 | 20279625.115 | 22379626.3 | 18814142 | 20514820.034
Swanton | NRPC | Residential | 27206138.425 | 28696909.73 | 27706138.565 | 32519375.02 | 29029725 | 29031657.348
Swanton | NRPC | Total | 47602932.27 | 49400822.64 | 47985763.68 | 54899001.32 | 47843867 | 49546477.382
Thetford | TRORC | Commercial & Industrial | 4257779.4325 | 5019089.299 | 6747870.333 | 5390947.087 | 5589039 | 5400945.0303
Thetford | TRORC | Residential | 8580369.905 | 8788658.1 | 8006215.425 | 9061498.195 | 9773088 | 8841965.925
Thetford | TRORC | Total | 12838149.3375 | 13807747.399 | 14754085.758 | 14452445.282 | 15362127 | 14242910.9553
Tinmouth | RRPC | Commercial & Industrial | 257124 | 273572 | 269636 | 232543 | 284194 | 263413.8
Tinmouth | RRPC | Residential | 2308939.5562 | 2401897.125 | 2237444.97 | 2385295.85 | 2436837 | 2354082.9002
Tinmouth | RRPC | Total | 2566063.5562 | 2675469.125 | 2507080.97 | 2617838.85 | 2721031 | 2617496.7002
Topsham | TRORC | Commercial & Industrial | 669162 | 694128 | 670877 | 633603 | 650905 | 663735
Topsham | TRORC | Residential | 3525632.1332 | 3665601.44 | 3534912.98 | 3609516.58 | 3739657 | 3615064.0266
Topsham | TRORC | Total | 4194794.1332 | 4359729.44 | 4205789.98 | 4243119.58 | 4390562 | 4278799.0266
Townshend | WRC | Commercial & Industrial | 3477800.742 | 3485555.0445 | 3363211.801 | 3194839.3615 | 3561219 | 3416525.1898
Townshend | WRC | Residential | 4677005.85 | 4789725.1749 | 4481391.07 | 4747901.89 | 5186281 | 4776460.997
Townshend | WRC | Total | 8154806.592 | 8275280.2194 | 7844602.871 | 7942741.2515 | 8747500 | 8192986.1868
Troy | NVDA | Commercial & Industrial | 4000959 | 4122927 | 4190652 | 4098379 | 4125022 | 4107587.8
Troy | NVDA | Residential | 5367259 | 5630975 | 5687081 | 6010054 | 6082197 | 5755513.2
Troy | NVDA | Total | 9368218 | 9753902 | 9877733 | 10108433 | 10207219 | 9863101
Tunbridge | TRORC | Commercial & Industrial | 907553.072 | 933453.078 | 891572.906 | 672076.22 | 779356 | 836802.2552
Tunbridge | TRORC | Residential | 4443514.1 | 4435008.78 | 4162799.615 | 4398198.36 | 4842314 | 4456366.971
Tunbridge | TRORC | Total | 5351067.172 | 5368461.858 | 5054372.521 | 5070274.58 | 5621670 | 5293169.2262
Underhill | CCRPC | Commercial & Industrial | 1218560.24 | 1235401.04 | 1119565.4 | 1119090.88 | 1117131 | 1161949.712
Underhill | CCRPC | Residential | 9479635.54 | 10058530.86 | 9767498.0758 | 10471481.38 | 10881566 | 10131742.3712
Underhill | CCRPC | Total | 10698195.78 | 11293931.9 | 10887063.4758 | 11590572.26 | 11998697 | 11293692.0832
Vergennes | ACRPC | Commercial & Industrial | 16364561.363 | 16744221.558 | 15676718.9588 | 14522889.8595 | 14405481 | 15542774.5479
Vergennes | ACRPC | Residential | 6810924.6155 | 7102105.4045 | 6698649.791 | 7354963.1675 | 7701967 | 7133721.9957
Vergennes | ACRPC | Total | 23175485.9785 | 23846326.9625 | 22375368.7498 | 21877853.027 | 22107448 | 22676496.5436
Vernon | WRC | Commercial & Industrial | 17906371.4824 | 18581128.8958 | 14389950.4755 | 12700490.6915 | 11470046 | 15009597.509
Vernon | WRC | Residential | 7342089.5667 | 7676961.025 | 7136894.82 | 7898985.715 | 7999435 | 7610873.2253
Vernon | WRC | Total | 25248461.0491 | 26258089.9207 | 21526845.2955 | 20599476.4065 | 19469481 | 22620470.7344
Vershire | TRORC | Commercial & Industrial | 320587.9 | 272890 | 208253 | 295532 | 372589 | 293970.38
Vershire | TRORC | Residential | 1940999 | 1992498 | 2017470 | 2035091 | 2255360 | 2048283.6
Vershire | TRORC | Total | 2261586.9 | 2265388 | 2225723 | 2330623 | 2627949 | 2342253.98
Victory | NVDA | Commercial & Industrial | *** | *** | *** | *** | *** | #DIV/0!
Victory | NVDA | Residential | 254778 | 249633 | 238938 | 253363 | 279697 | 255281.8
Victory | NVDA | Total | [5 empty] | #DIV/0!
Waitsfield | CVRPC | Commercial & Industrial | 7920934.6738 | 8368245.0457 | 8515187.3305 | 7991710.0268 | 8252773 | 8209770.0154
Waitsfield | CVRPC | Residential | 7172549.2199 | 7361924.1 | 7073981.21 | 7783499.395 | 8234319 | 7525254.585
Waitsfield | CVRPC | Total | 15093483.8937 | 15730169.1457 | 15589168.5405 | 15775209.4217 | 16487092 | 15735024.6003
Walden | NVDA | Commercial & Industrial | 196008 | 191871 | 190061 | 169172 | 187177 | 186857.8
Walden | NVDA | Residential | 2760678 | 2694620 | 2797711 | 2848664 | 3141233 | 2848581.2
Walden | NVDA | Total | 2956686 | 2886491 | 2987772 | 3017836 | 3328410 | 3035439
Wallingford | RRPC | Commercial & Industrial | 3873215.4625 | 4264280.8994 | 4213288.518 | 3785020.079 | 3923498 | 4011860.5918
Wallingford | RRPC | Residential | 7238465.715 | 7613040.475 | 7481158.38 | 8000575.87 | 8139567 | 7694561.488
Wallingford | RRPC | Total | 11111681.1775 | 11877321.3744 | 11694446.898 | 11785595.949 | 12063065 | 11706422.0798
Waltham | ACRPC | Commercial & Industrial | 209623.88 | 262306 | 228147 | 255731 | 281249 | 247411.376
Waltham | ACRPC | Residential | 1638824.0399 | 1535497.96 | 1465077.14 | 1621597.45 | 1708059 | 1593811.118
Waltham | ACRPC | Total | 1848447.92 | 1797803.96 | 1693224.14 | 1877328.45 | 1989308 | 1841222.494
Wardsboro | WRC | Commercial & Industrial | 593319.22 | 541406.3 | 504216.51 | 549893.55 | 578979 | 553562.916
Wardsboro | WRC | Residential | 4484188.1998 | 4848988.8667 | 4616295.37 | 4922146 | 4999177 | 4774159.0873
Wardsboro | WRC | Total | 5077507.4198 | 5390395.1667 | 5120511.88 | 5472039.55 | 5578156 | 5327722.0033
Warners Grant | #N/A | No Usage Data | [5 empty] | #DIV/0!
Warners Grant | #N/A | Total | [5 empty] | #DIV/0!
Warren | CVRPC | Commercial & Industrial | 13294363.3616 | 12024007.0642 | 14731247.3152 | 23675327.3495 | 21165980 | 16978185.0181
Warren | CVRPC | Residential | 13538515.7999 | 14584498.2304 | 14022714.53 | 14652108.24 | 15190069 | 14397581.1601
Warren | CVRPC | Total | 26832879.1616 | 26608505.2946 | 28753961.8452 | 38327435.5895 | 36356049 | 31375766.1782
Warren Gore | #N/A | Commercial & Industrial | *** | *** | *** | *** | *** | #DIV/0!
Warren Gore | #N/A | No Usage Data | *** |  |  |  |  | #DIV/0!
Warren Gore | #N/A | Total | [5 empty] | #DIV/0!
Washington | TRORC | Commercial & Industrial | 402272.1399 | 417923.24 | 431379.52 | 419685.59 | 437266 | 421705.298
Washington | TRORC | Residential | 3334150.4401 | 3435747 | 3436916 | 3531371 | 3675602 | 3482757.288
Washington | TRORC | Total | 3736422.5799 | 3853670.24 | 3868295.52 | 3951056.59 | 4112868 | 3904462.586
Waterbury | CVRPC | Commercial & Industrial | 27917775.4232 | 33425741.0087 | 29176863.001 | 28530297.999 | 28750096 | 29560154.6864
Waterbury | CVRPC | Residential | 16349244.7732 | 16795086.715 | 16096403.2 | 17975255.215 | 19151457 | 17273489.3806
Waterbury | CVRPC | Total | 44267020.1965 | 50220827.7238 | 45273266.201 | 46505553.214 | 47901553 | 46833644.067
Waterford | NVDA | Commercial & Industrial | 2425530.82 | 2779604.185 | 2079154.925 | 2022919.705 | 2271874 | 2315816.727
Waterford | NVDA | Residential | 4433868.91 | 4529917.445 | 4383859.555 | 4620852.53 | 4848228 | 4563345.288
Waterford | NVDA | Total | 6859399.73 | 7309521.63 | 6463014.48 | 6643772.235 | 7120102 | 6879162.015
Waterville | LCPC | Commercial & Industrial | 346990 | 470339 | 413462 | 306910 | 317784 | 371097
Waterville | LCPC | Residential | 2090093 | 2196044 | 2209281 | 2311812 | 2302247 | 2221895.4
Waterville | LCPC | Total | 2437083 | 2666383 | 2622743 | 2618722 | 2620031 | 2592992.4
Weathersfield | TRORC | Commercial & Industrial | 3801078.303 | 4221767.769 | 2979307.094 | 2847840.888 | 3303450 | 3430688.8108
Weathersfield | TRORC | Residential | 9771681.4736 | 10333830.7281 | 9667655.3 | 10728260.215 | 11231616 | 10346608.7433
Weathersfield | TRORC | Total | 13572759.7766 | 14555598.4971 | 12646962.394 | 13576101.103 | 14535066 | 13777297.5541
Wells | RRPC | Commercial & Industrial | 722187.3216 | 743160.4982 | 766545 | 571984 | 566555 | 674086.364
Wells | RRPC | Residential | 5104419.1956 | 5434543.8672 | 5306761.83 | 5627959.315 | 5884851 | 5471707.0416
Wells | RRPC | Total | 5826606.5172 | 6177704.3654 | 6073306.83 | 6199943.315 | 6451406 | 6145793.4055
West Fairlee | TRORC | Commercial & Industrial | 333151 | 352299 | 384255 | 295905 | 447625 | 362647
West Fairlee | TRORC | Residential | 2043043.745 | 2198987.875 | 2209817.165 | 2290169.1351 | 2319452 | 2212293.984
West Fairlee | TRORC | Total | 2376194.745 | 2551286.875 | 2594072.165 | 2586074.1351 | 2767077 | 2574940.984
West Haven | RRPC | Commercial & Industrial | 161742.4 | 142706 | 125683 | 135203 | 152339 | 143534.68
West Haven | RRPC | Residential | 1213896.84 | 1215164.565 | 1164805.85 | 1059213.48 | 1101717 | 1150959.547
West Haven | RRPC | Total | 1375639.24 | 1357870.565 | 1290488.85 | 1194416.48 | 1254056 | 1294494.227
West Rutland | RRPC | Commercial & Industrial | 5288483.2595 | 5181647.7475 | 4447566.646 | 4621722.444 | 4874906 | 4882865.2194
West Rutland | RRPC | Residential | 6831452.37 | 7252315.505 | 6621536.895 | 7694750.75 | 7820015 | 7244014.104
West Rutland | RRPC | Total | 12119935.6295 | 12433963.2525 | 11069103.541 | 12316473.194 | 12694921 | 12126879.3234
West Windsor | MARC | Commercial & Industrial | 2114149.7264 | 2645661.683 | 2011840.731 | 1767570.206 | 2055051 | 2118854.6693
West Windsor | MARC | Residential | 5380885.935 | 5583428.6649 | 5306121.795 | 5655826.505 | 5901485 | 5565549.58
West Windsor | MARC | Total | 7495035.6614 | 8229090.3479 | 7317962.526 | 7423396.711 | 7956536 | 7684404.2493
Westfield | NVDA | Commercial & Industrial | 999741 | 1021230 | 1001928 | 1072794 | 1094163 | 1037971.2
Westfield | NVDA | Residential | 1906648 | 1913918 | 1870696 | 1994676 | 1973519 | 1931891.4
Westfield | NVDA | Total | 2906389 | 2935148 | 2872624 | 3067470 | 3067682 | 2969862.6
Westford | CCRPC | Commercial & Industrial | 784536.36 | 883934.48 | 805044.64 | 886093.56 | 1036095 | 879140.808
Westford | CCRPC | Residential | 6952332.93 | 7203754.71 | 6693446.89 | 7490116.92 | 7640570 | 7196044.29
Westford | CCRPC | Total | 7736869.29 | 8087689.19 | 7498491.53 | 8376210.48 | 8676665 | 8075185.098
Westminster | WRC | Commercial & Industrial | 5305784.4729 | 5220083.981 | 5138517.097 | 5202548.5755 | 5712322 | 5315851.2253
Westminster | WRC | Residential | 9915292.9785 | 10187243.264 | 9585785.338 | 10409159.598 | 10894706 | 10198437.4357
Westminster | WRC | Total | 15221077.4514 | 15407327.245 | 14724302.435 | 15611708.1735 | 16607028 | 15514288.661
Westmore | NVDA | Commercial & Industrial | 380797 | 311819 | 363772 | 360356 | 358364 | 355021.6
Westmore | NVDA | Residential | 1555511 | 1388813 | 1525572 | 1693923 | 1617543 | 1556272.4
Westmore | NVDA | Total | 1936308 | 1700632 | 1889344 | 2054279 | 1975907 | 1911294
Weston | TRORC | Commercial & Industrial | 1321693.1608 | 1337086.5541 | 1234824.0672 | 995014.7 | 1281502 | 1234024.0964
Weston | TRORC | Residential | 3632709.96 | 3736241.0201 | 3689876.7052 | 3983203.325 | 4083113 | 3825028.8021
Weston | TRORC | Total | 4954403.1208 | 5073327.5742 | 4924700.7724 | 4978218.025 | 5364615 | 5059052.8985
Weybridge | ACRPC | Commercial & Industrial | 560887.824 | 545862.736 | 528885.328 | 593999.356 | 663448 | 578616.6488
Weybridge | ACRPC | Residential | 3403264.755 | 3150598.66 | 2774888.9098 | 3344687.27 | 3849370 | 3304561.919
Weybridge | ACRPC | Total | 3964152.579 | 3696461.396 | 3303774.2378 | 3938686.626 | 4512818 | 3883178.5678
Wheelock | NVDA | Commercial & Industrial | 195150 | 222656 | 216941 | 229051 | 231769 | 219113.4
Wheelock | NVDA | Residential | 2209723 | 2297758 | 2306016 | 2435378 | 2700696 | 2389914.2
Wheelock | NVDA | Total | 2404873 | 2520414 | 2522957 | 2664429 | 2932465 | 2609027.6
Whiting | ACRPC | Commercial & Industrial | 399579.2 | 949994 | 255002.68 | 266379.86 | 258117 | 425814.548
Whiting | ACRPC | Residential | 1769245.52 | 1767758.52 | 1736440.01 | 1954403.28 | 1901809 | 1825931.266
Whiting | ACRPC | Total | 2168824.72 | 2717752.52 | 1991442.69 | 2220783.14 | 2159926 | 2251745.814
Whitingham | WRC | Commercial & Industrial | 886714.4 | 1643424 | 1558963 | 1456881 | 1598439 | 1428884.28
Whitingham | WRC | Residential | 5205475.2 | 5108095 | 5264236 | 5389695 | 5226308 | 5238761.84
Whitingham | WRC | Total | 6092189.6 | 6751519 | 6823199 | 6846576 | 6824747 | 6667646.12
Williamstown | TRORC | Commercial & Industrial | 4659759.6275 | 4779938.465 | 4998418.541 | 4927498.079 | 5418852 | 4956893.3425
Williamstown | TRORC | Residential | 10289913.3499 | 10656905.91 | 10554565.42 | 10875000.14 | 11099034 | 10695083.764
Williamstown | TRORC | Total | 14949672.9774 | 15436844.375 | 15552983.961 | 15802498.219 | 16517886 | 15651977.1065
Williston | CCRPC | Commercial & Industrial | 91105847.5889 | 99599683.2845 | 90220675.324 | 87749702.057 | 89083321 | 91551845.8509
Williston | CCRPC | Residential | 25729271.5092 | 28200014.742 | 26830353.13 | 30395636.045 | 31372385 | 28505532.0852
Williston | CCRPC | Total | 116835119.0981 | 127799698.0265 | 117051028.454 | 118145338.102 | 120455706 | 120057377.9361
Wilmington | WRC | Commercial & Industrial | 11147574.0861 | 9452234.1159 | 8052846.015 | 7949227.748 | 10046522 | 9329680.793
Wilmington | WRC | Residential | 17826239.15 | 18863235.3206 | 18049355.525 | 18665374.48 | 19014718 | 18483784.4951
Wilmington | WRC | Total | 28973813.2361 | 28315469.4364 | 26102201.54 | 26614602.228 | 29061240 | 27813465.2881
Windham | WRC | Commercial & Industrial | 229721.6 | 206275 | 181728 | 100209 | 112631 | 166112.92
Windham | WRC | Residential | 2268592.1268 | 2437774.1703 | 2395141.1376 | 2508725.5 | 2650673 | 2452181.1869
Windham | WRC | Total | 2498313.7268 | 2644049.1703 | 2576869.1376 | 2608934.5 | 2763304 | 2618294.1069
Windsor | MARC | Commercial & Industrial | 14501663.63 | 14929572.625 | 14598250.851 | 13893234.8315 | 14622200 | 14508984.3875
Windsor | MARC | Residential | 10198982.1838 | 10560784.816 | 10057869.395 | 10665102.3026 | 10982406 | 10493028.9395
Windsor | MARC | Total | 24700645.8138 | 25490357.441 | 24656120.246 | 24558337.1341 | 25604606 | 25002013.327
Winhall | BCRC | Commercial & Industrial | 2149764.3975 | 2120281.573 | 2051798.764 | 1922189.752 | 2131682 | 2075143.2973
Winhall | BCRC | Residential | 15210667.3807 | 16059756.7077 | 15836529.705 | 16799968.485 | 16843212 | 16150026.8557
Winhall | BCRC | Total | 17360431.7782 | 18180038.2807 | 17888328.469 | 18722158.237 | 18974894 | 18225170.153
Winooski | CCRPC | Commercial & Industrial | 23856800.8977 | 23855766.6063 | 24539682.375 | 23482820.5617 | 24449106 | 24036835.2882
Winooski | CCRPC | Residential | 16293683.45 | 17579933.42 | 16756646.29 | 18115030.77 | 18406987 | 17430456.186
Winooski | CCRPC | Total | 40150484.3477 | 41435700.0263 | 41296328.665 | 41597851.3317 | 42856093 | 41467291.4742
Wolcott | LCPC | Commercial & Industrial | *** | *** | *** | *** | *** | #DIV/0!
Wolcott | LCPC | Residential | 884174 | 917193 | 1085393 | 1062217 | 1109292 | 1011653.8
Wolcott | LCPC | Total | [5 empty] | #DIV/0!
Woodbury | CVRPC | Commercial & Industrial | *** | *** | *** | *** | *** | #DIV/0!
Woodbury | CVRPC | Residential | 354672 | 352959 | 310820 | 325424 | 354586 | 339692.2
Woodbury | CVRPC | Total | [5 empty] | #DIV/0!
Woodford | BCRC | Commercial & Industrial | 514471.335 | 495584.41 | 512169.05 | 540992.8 | 560748 | 524793.119
Woodford | BCRC | Residential | 1568342.6 | 1598784 | 1519779 | 1616274 | 1675869 | 1595809.72
Woodford | BCRC | Total | 2082813.935 | 2094368.41 | 2031948.05 | 2157266.8 | 2236617 | 2120602.839
Woodstock | TRORC | Commercial & Industrial | 15217674.3116 | 15211090.8607 | 14634923.4593 | 12999089.6966 | 14071948 | 14426945.2656
Woodstock | TRORC | Residential | 12670731.805 | 13168864.6352 | 12923317.115 | 14144110.26 | 14666850 | 13514774.763
Woodstock | TRORC | Total | 27888406.1166 | 28379955.4958 | 27558240.5743 | 27143199.9566 | 28738798 | 27941720.0287
Worcester | CVRPC | Commercial & Industrial | 432089.2003 | 433919.715 | 460196.79 | 463504.56 | 486275 | 455197.053
Worcester | CVRPC | Residential | 2583226.4466 | 2735664.43 | 2668477.66 | 2719081.55 | 2822135 | 2705717.0173
Worcester | CVRPC | Total | 3015315.6469 | 3169584.145 | 3128674.45 | 3182586.11 | 3308410 | 3160914.0704

## Cities & Towns
[7 empty] | Installed Capacity (MW) |  |  |  |  | Annual Production (MWh) |  |  |  |  | Remaining Distribution Capacity (MW)
Subtotals: |  |  |  | 642921 | 9229.075 | 7939.3309 | 510.9524 | 151.4384 | 85.5312 | 575.0439 | 1322.9659 | 671391.4641 | 298485.0825 | 524477.625 | 2518692.1506 | 4013046.3222 | 2607.1317 | 252.2586 | 153.139 | 0 | 0 | 0 | 0 | 3012.5293 | 5288892.761
Town | County | RPC by county | RPC | 2020 Population | Land Area (sq mi) | Rooftop Area (acres) | Solar | Wind | Biomass | Hydro | Total | Solar | Wind | Biomass | Hydro | Total | GMP | VEC | BED | WEC | VPPSA | Stowe | Hyde Park | Total | EVT 2021 Demand (MWh)
Addison | Addison | ACRPC | ACRPC | 1365 | 41.7 | 40.6841 | 2.0033 | 0.1045 | 0.45 | 0 | 2.5578 | 2632.3362 | 205.9695 | 2759.4 | 0 | 5597.7057 | 0 | [6 empty] | 0 | 11117.243
Bridport | Addison | ACRPC | ACRPC | 1225 | 44 | 35.6056 | 2.7314 | 0.0975 | 0 | 0 | 2.8289 | 3589.1122 | 192.1725 | 0 | 0 | 3781.2847 | 0.71975 | [6 empty] | 0.71975 | 8363.436
Bristol | Addison | ACRPC | ACRPC | 3782 | 41.5 | 38.5741 | 3.2737 | 0 | 0.45 | 0 | 3.7237 | 4301.6812 | 0 | 2759.4 | 0 | 7061.0812 | 0 | [6 empty] | 0 | 22847.836
Cornwall | Addison | ACRPC | ACRPC | 1207 | 28.5 | 18.9203 | 1.0979 | 0.029 | 0 | 0 | 1.1269 | 1442.588 | 57.159 | 0 | 0 | 1499.747 | 0.58671 | [6 empty] | 0.58671 | 5911.644
Ferrisburgh | Addison | ACRPC | ACRPC | 2646 | 47.4 | 53.814 | 10.7981 | 0.165 | 0 | 0 | 10.9631 | 14188.7165 | 325.215 | 0 | 0 | 14513.9315 | 0.051478 | [6 empty] | 0.051478 | 21251.672
Goshen | Addison | ACRPC | ACRPC | 172 | 20.7 | 2.4671 | 0.05064 | 0 | 0 | 0 | 0.05064 | 66.541 | 0 | 0 | 0 | 66.541 | 1.5748 | [6 empty] | 1.5748 | 814.045
Leicester | Addison | ACRPC | ACRPC | 990 | 20.8 | 10.5007 | 0.44654 | 0.02 | 0 | 0 | 0.46654 | 586.7536 | 39.42 | 0 | 0 | 626.1736 | 2.812 | [6 empty] | 2.812 | 5117.706
Lincoln | Addison | ACRPC | ACRPC | 1323 | 44.4 | 12.9271 | 0.81711 | 0.005 | 0 | 0 | 0.82211 | 1073.6825 | 9.855 | 0 | 0 | 1083.5375 | 0 | [6 empty] | 0 | 6419.92
Middlebury | Addison | ACRPC | ACRPC | 9152 | 38.8 | 121.633 | 8.4325 | 0.038 | 0 | 0 | 8.4705 | 11080.3181 | 74.898 | 0 | 0 | 11155.2161 | 19.3314 | [6 empty] | 19.3314 | 100488.242
Monkton | Addison | ACRPC | ACRPC | 2079 | 35.9 | 19.5337 | 1.2122 | 0 | 0 | 0 | 1.2122 | 1592.8834 | 0 | 0 | 0 | 1592.8834 | 1.8887 | [6 empty] | 1.8887 | 8491.391
New Haven | Addison | ACRPC | ACRPC | 1683 | 41.2 | 38.0015 | 9.503 | 0.00984 | 0 | 5.849 | 15.3618 | 12486.8763 | 19.3946 | 0 | 25618.62 | 38124.8909 | 1.3157 | [6 empty] | 1.3157 | 12449.151
Orwell | Addison | ACRPC | ACRPC | 1239 | 47.2 | 27.3775 | 1.4406 | 0.0095 | 0 | 0 | 1.4501 | 1892.9878 | 18.7245 | 0 | 0 | 1911.7123 | 0.018043 | [6 empty] | 0.018043 | 6945.623
Panton | Addison | ACRPC | ACRPC | 646 | 15.5 | 17.8496 | 6.1935 | 0 | 0 | 0 | 6.1935 | 8138.1933 | 0 | 0 | 0 | 8138.1933 | 0 | [6 empty] | 0 | 5375.967
Ripton | Addison | ACRPC | ACRPC | 739 | 49.7 | 5.0073 | 0.41315 | 0.002 | 0 | 0 | 0.41515 | 542.8791 | 3.942 | 0 | 0 | 546.8211 | 0.42504 | [6 empty] | 0.42504 | 3753.188
Salisbury | Addison | ACRPC | ACRPC | 1221 | 28.9 | 19.4568 | 0.84898 | 0 | 0 | 0 | 0.84898 | 1115.5597 | 0 | 0 | 0 | 1115.5597 | 1.2125 | [6 empty] | 1.2125 | 7548.111
Shoreham | Addison | ACRPC | ACRPC | 1260 | 43.4 | 31.8032 | 1.8017 | 0 | 0 | 0 | 1.8017 | 2367.4864 | 0 | 0 | 0 | 2367.4864 | 0.10918 | [6 empty] | 0.10918 | 9957.664
Starksboro | Addison | ACRPC | ACRPC | 1756 | 45.7 | 14.2654 | 1.0838 | 0.0025 | 0 | 0 | 1.0863 | 1424.1001 | 4.9275 | 0 | 0 | 1429.0276 | 0.52515 | 0.72107 | [5 empty] | 1.2462 | 7457.115
Vergennes | Addison | ACRPC | ACRPC | 2553 | 2.48 | 29.6106 | 2.2734 | 0.2 | 0 | 0 | 2.4734 | 2987.2607 | 394.2 | 0 | 0 | 3381.4607 | 0 | [6 empty] | 0 | 22107.448
Waltham | Addison | ACRPC | ACRPC | 446 | 9 | 7.1663 | 1.1046 | 0.005 | 0 | 0 | 1.1096 | 1451.4575 | 9.855 | 0 | 0 | 1461.3125 | 0 | [6 empty] | 0 | 1989.308
Weybridge | Addison | ACRPC | ACRPC | 814 | 17.1 | 15.4055 | 0.49512 | 0 | 0.155 | 5.5 | 6.1501 | 650.5877 | 0 | 950.46 | 24090 | 25691.0477 | 1.1355 | [6 empty] | 1.1355 | 4512.818
Whiting | Addison | ACRPC | ACRPC | 405 | 13.6 | 9.3996 | 0.92137 | 0 | 0 | 0 | 0.92137 | 1210.6802 | 0 | 0 | 0 | 1210.6802 | 0.0096594 | [6 empty] | 0.0096594 | 2159.926
Arlington | Bennington | BCRC | BCRC | 2457 | 42.2 | 32.9986 | 0.90505 | 0 | 0 | 0.5 | 1.4051 | 1189.2357 | 0 | 0 | 2190 | 3379.2357 | 11.5242 | [6 empty] | 11.5242 | 27028.758
Bennington | Bennington | BCRC | BCRC | 15333 | 42.2 | 169.3117 | 7.2266 | 0 | 0 | 0.375 | 7.6016 | 9495.8181 | 0 | 0 | 1642.5 | 11138.3181 | 94.9285 | [6 empty] | 94.9285 | 122185.751
Dorset | Bennington | BCRC | BCRC | 2133 | 47.8 | 44.0702 | 0.82884 | 0 | 0 | 0 | 0.82884 | 1089.0958 | 0 | 0 | 0 | 1089.0958 | 9.3829 | [6 empty] | 9.3829 | 18988.78
Glastenbury | Bennington | BCRC | BCRC | 9 | 44.4 | 0.12232 | 0 | 0 | 0 | 0 | 0 | 0 | 0 | 0 | 0 | 0 | 0.027066 | [6 empty] | 0.027066 | 0
Landgrove | Bennington | BCRC | BCRC | 177 | 9.1 | 3.5576 | 0.1737 | 0 | 0 | 0 | 0.1737 | 228.2418 | 0 | 0 | 0 | 228.2418 | 0.98593 | [6 empty] | 0.98593 | 1761.852
Manchester | Bennington | BCRC | BCRC | 4484 | 42.1 | 83.9979 | 3.1717 | 0 | 0 | 0 | 3.1717 | 4167.6532 | 0 | 0 | 0 | 4167.6532 | 24.9721 | [6 empty] | 24.9721 | 51147.149
Peru | Bennington | BCRC | BCRC | 531 | 37.2 | 9.7105 | 0.61915 | 0.0084 | 0 | 0 | 0.62755 | 813.5631 | 16.5564 | 0 | 0 | 830.1195 | 24.9461 | [6 empty] | 24.9461 | 9814.89
Pownal | Bennington | BCRC | BCRC | 3258 | 46.4 | 33.7335 | 5.7314 | 0.0156 | 0 | 0.4845 | 6.2315 | 7531.0859 | 30.7476 | 0 | 2122.11 | 9683.9435 | 3.8712 | [6 empty] | 3.8712 | 14978.965
Rupert | Bennington | BCRC | BCRC | 698 | 44.6 | 13.3874 | 0.36785 | 0 | 0 | 0 | 0.36785 | 483.3549 | 0 | 0 | 0 | 483.3549 | 0.57923 | [6 empty] | 0.57923 | 4234.906
Sandgate | Bennington | BCRC | BCRC | 387 | 42.1 | 5.2218 | 0.09426 | 0 | 0 | 0 | 0.09426 | 123.8576 | 0 | 0 | 0 | 123.8576 | 1.4171 | [6 empty] | 1.4171 | 2012.482
Shaftsbury | Bennington | BCRC | BCRC | 3598 | 43.1 | 42.0615 | 2.2743 | 0 | 0 | 0 | 2.2743 | 2988.3908 | 0 | 0 | 0 | 2988.3908 | 7.857 | [6 empty] | 7.857 | 19422.963
Stamford | Bennington | BCRC | BCRC | 861 | 39.5 | 9.4456 | 0.31082 | 0 | 0 | 0 | 0.31082 | 408.4175 | 0 | 0 | 0 | 408.4175 | 31.7348 | [6 empty] | 31.7348 | 3548.872
Sunderland | Bennington | BCRC | BCRC | 1056 | 45.3 | 11.057 | 0.34102 | 0 | 0 | 0 | 0.34102 | 448.1003 | 0 | 0 | 0 | 448.1003 | 1.767 | [6 empty] | 1.767 | 5563.074
Woodford | Bennington | BCRC | BCRC | 355 | 47.4 | 4.8013 | 0.03819 | 0 | 0 | 0.017 | 0.05519 | 50.1817 | 0 | 0 | 74.46 | 124.6417 | 3.8053 | [6 empty] | 3.8053 | 2236.617
Bolton | Chittenden | CCRPC | CCRPC | 1301 | 42.2 | 8.4161 | 0.31413 | 0.1936 | 0 | 0 | 0.50773 | 412.7668 | 381.5856 | 0 | 0 | 794.3524 | 6.6921 | 0 | [5 empty] | 6.6921 | 7910.773
Buels Gore | Chittenden | CCRPC | CCRPC | 29 | 4.996 | 0.076108 | 0 | 0.005 | 0 | 0 | 0.005 | 0 | 9.855 | 0 | 0 | 9.855 | 0.01689 | [6 empty] | 0.01689 | 0
Burlington | Chittenden | CCRPC | CCRPC | 44743 | 10.3 | 232.4035 | 9.0279 | 0.01428 | 50 | 7.455 | 66.4971 | 11862.6002 | 28.1459 | 306600 | 32652.9 | 351143.646 | 1.6457 |  | 153.139 |  |  |  |  | 154.7847
Charlotte | Chittenden | CCRPC | CCRPC | 3783 | 41.3 | 47.603 | 8.4941 | 0.0486 | 0 | 0 | 8.5427 | 11161.2211 | 95.7906 | 0 | 0 | 11257.0117 | 30.296 | [6 empty] | 30.296 | 21586.033
Colchester | Chittenden | CCRPC | CCRPC | 17524 | 36.3 | 177.1459 | 5.5967 | 0.02 | 0 | 0 | 5.6167 | 7354.0375 | 39.42 | 0 | 0 | 7393.4575 | 139.5988 | [6 empty] | 139.5988 | 128419.586
Essex | Chittenden | CCRPC | CCRPC | 11504 | 34.23 | 133.7525 | 9.1277 | 0 | 0 | 8.05 | 17.1777 | 11993.8504 | 0 | 0 | 35259 | 47252.8504 | 109.6089 | 15.7525 | [5 empty] | 125.3615 | 344140.0575
Essex Junction | Chittenden | CCRPC | CCRPC | 10590 | 4.57 | 105.3881 | 5.5287 | 0.02 | 0.15 | 0 | 5.6987 | 7264.7775 | 39.42 | 919.8 | 0 | 8223.9975 | [8 empty] | 316797.9145
Hinesburg | Chittenden | CCRPC | CCRPC | 4698 | 39.4 | 39.3319 | 4.6493 | 0.0225 | 0 | 0 | 4.6718 | 6109.1618 | 44.3475 | 0 | 0 | 6153.5093 | 14.1749 | 1.2327 | [5 empty] | 15.4076 | 38387.152
Huntington | Chittenden | CCRPC | CCRPC | 1934 | 38 | 15.2785 | 1.3211 | 0.0025 | 0 | 0 | 1.3236 | 1735.8728 | 4.9275 | 0 | 0 | 1740.8003 | 2.1959 | 0 | [5 empty] | 2.1959 | 7486.144
Jericho | Chittenden | CCRPC | CCRPC | 5104 | 35.4 | 53.9749 | 6.3228 | 0 | 0 | 0 | 6.3228 | 8308.1329 | 0 | 0 | 0 | 8308.1329 | 6.0851 | 1.0321 | [5 empty] | 7.1171 | 23333.275
Milton | Chittenden | CCRPC | CCRPC | 10723 | 51.5 | 106.5529 | 9.9877 | 10.002 | 0 | 13.85 | 33.8397 | 13123.8115 | 19713.942 | 0 | 60663 | 93500.7535 | 16.6678 | 33.6348 | [5 empty] | 50.3026 | 77238.575
Richmond | Chittenden | CCRPC | CCRPC | 4167 | 32.2 | 30.4045 | 4.5428 | 0.00205 | 0 | 0 | 4.5449 | 5969.3049 | 4.0405 | 0 | 0 | 5973.3454 | 11.6546 | 0 | [5 empty] | 11.6546 | 19705.962
Shelburne | Chittenden | CCRPC | CCRPC | 7717 | 24.3 | 88.1762 | 6.5457 | 0.0086 | 0 | 0 | 6.5543 | 8601.0761 | 16.9506 | 0 | 0 | 8618.0267 | 47.5916 | 4.7972 | [5 empty] | 52.3888 | 56692.037
South Burlington | Chittenden | CCRPC | CCRPC | 20292 | 16.49 | 269.9424 | 15.718 | 0.4 | 0.33 | 0 | 16.448 | 20653.452 | 788.4 | 2023.56 | 0 | 23465.412 | 194.3306 | [6 empty] | 194.3306 | 200329.639
St. George | Chittenden | CCRPC | CCRPC | 794 | 3.6 | 5.4188 | 0.60933 | 0 | 0 | 0 | 0.60933 | 800.6596 | 0 | 0 | 0 | 800.6596 |  | 0 | [5 empty] | 0 | 3208.869
Underhill | Chittenden | CCRPC | CCRPC | 3129 | 51.4 | 25.4098 | 2.0619 | 0 | 0 | 0 | 2.0619 | 2709.3629 | 0 | 0 | 0 | 2709.3629 | 3.7736 | 0 | [5 empty] | 3.7736 | 11998.697
Westford | Chittenden | CCRPC | CCRPC | 2062 | 39.1 | 20.873 | 1.0703 | 0 | 0 | 0 | 1.0703 | 1406.3611 | 0 | 0 | 0 | 1406.3611 | 1.972 | 0 | [5 empty] | 1.972 | 8676.665
Williston | Chittenden | CCRPC | CCRPC | 10103 | 30.1 | 206.519 | 12.8001 | 0 | 0.09 | 0 | 12.8901 | 16819.3117 | 0 | 551.88 | 0 | 17371.1917 | 165.9562 | 0 | [5 empty] | 165.9562 | 120455.706
Winooski | Chittenden | CCRPC | CCRPC | 7997 | 1.43 | 40.5489 | 1.7398 | 0 | 0 | 0 | 1.7398 | 2286.1366 | 0 | 0 | 0 | 2286.1366 | 21.2337 | [6 empty] | 21.2337 | 42856.093
Barre City | Washington | CVRPC | CVRPC | 8491 | 3.95 | 76.6275 | 7.8785 | 0.20396 | 0 | 0.0285 | 8.1109 | 10352.2905 | 402.0052 | 0 | 124.83 | 10879.1257 | 53.513 | [6 empty] | 53.513 | 91943.402
Barre Town | Washington | CVRPC | CVRPC | 7923 | 30.6 | 101.4304 | 0.92672 | 0.019 | 0 | 0 | 0.94572 | 1217.7048 | 37.449 | 0 | 0 | 1255.1538 | 40.2272 | [6 empty] | 40.2272 | 16130.738
Berlin | Washington | CVRPC | CVRPC | 2849 | 36.3 | 69.9754 | 2.931 | 0 | 0 | 0 | 2.931 | 3851.2814 | 0 | 0 | 0 | 3851.2814 | 41.8773 | [6 empty] | 41.8773 | 40129.369
Cabot | Washington | CVRPC | CVRPC | 1443 | 37.3 | 21.8041 | 0.87713 | 0 | 0 | 0 | 0.87713 | 1152.5528 | 0 | 0 | 0 | 1152.5528 | 5.0122 | [6 empty] | 5.0122 | 18521.513
Calais | Washington | CVRPC | CVRPC | 1661 | 38 | 15.4834 | 0.51275 | 0 | 0 | 0 | 0.51275 | 673.7535 | 0 | 0 | 0 | 673.7535 | 0.48604 | [6 empty] | 0.48604 | 4934.866
Duxbury | Washington | CVRPC | CVRPC | 1413 | 42.9 | 12.3098 | 0.62754 | 0 | 0 | 0 | 0.62754 | 824.5938 | 0 | 0 | 0 | 824.5938 | 18.4734 | [6 empty] | 18.4734 | 5763.888
East Montpelier | Washington | CVRPC | CVRPC | 2598 | 31.9 | 40.4449 | 2.176 | 0 | 0 | 0.2144 | 2.3904 | 2859.3047 | 0 | 0 | 939.072 | 3798.3767 | 7.7835 | [6 empty] | 7.7835 | 11458.403
Fayston | Washington | CVRPC | CVRPC | 1364 | 36.5 | 14.5325 | 0.4747 | 0 | 0 | 0 | 0.4747 | 623.7558 | 0 | 0 | 0 | 623.7558 | 27.0332 | [6 empty] | 27.0332 | 8581.981
Marshfield | Washington | CVRPC | CVRPC | 1583 | 43.4 | 17.0547 | 0.74093 | 0 | 0 | 0 | 0.74093 | 973.5807 | 0 | 0 | 0 | 973.5807 | 2.1531 | [6 empty] | 2.1531 | 6118.53
Middlesex | Washington | CVRPC | CVRPC | 1779 | 39.7 | 20.1769 | 0.81163 | 0 | 0 | 0 | 0.81163 | 1066.4831 | 0 | 0 | 0 | 1066.4831 | 8.5809 | [6 empty] | 8.5809 | 8372.534
Montpelier | Washington | CVRPC | CVRPC | 8074 | 10.05 | 73.2501 | 4.013 | 0 | 0 | 0.5 | 4.513 | 5273.0202 | 0 | 0 | 2190 | 7463.0202 | 34.1973 | [6 empty] | 34.1973 | 70854.216
Moretown | Washington | CVRPC | CVRPC | 1753 | 39.9 | 15.4908 | 0.7607 | 0 | 0 | 0 | 0.7607 | 999.5562 | 0 | 0 | 0 | 999.5562 | 27.8354 | [6 empty] | 27.8354 | 7335.301
Northfield | Washington | CVRPC | CVRPC | 5918 | 43.5 | 45.3915 | 1.239 | 0.0049 | 0 | 0 | 1.2439 | 1628.0243 | 9.6579 | 0 | 0 | 1637.6822 | [8 empty] | 31175.909
Orange | Orange | TRORC | CVRPC | 1048 | 38.8 | 11.5494 | 1.1864 | 0 | 0 | 0 | 1.1864 | 1558.9559 | 0 | 0 | 0 | 1558.9559 | 0.33235 | [6 empty] | 0.33235 | 4060.493
Plainfield | Washington | CVRPC | CVRPC | 1236 | 21 | 13.9508 | 0.67227 | 0 | 0 | 0 | 0.67227 | 883.3687 | 0 | 0 | 0 | 883.3687 | 0.85479 | [6 empty] | 0.85479 | 6136.611
Roxbury | Washington | CVRPC | CVRPC | 678 | 41.8 | 8.2412 | 0.25949 | 0 | 0 | 0 | 0.25949 | 340.9699 | 0 | 0 | 0 | 340.9699 | [8 empty] | 2908.571
Waitsfield | Washington | CVRPC | CVRPC | 1844 | 26.7 | 24.3828 | 2.6467 | 0 | 0 | 0 | 2.6467 | 3477.7901 | 0 | 0 | 0 | 3477.7901 | 6.6123 | [6 empty] | 6.6123 | 16487.092
Warren | Washington | CVRPC | CVRPC | 1977 | 39.9 | 27.996 | 1.6588 | 0.005 | 0 | 0 | 1.6638 | 2179.7158 | 9.855 | 0 | 0 | 2189.5708 | 56.3943 | [6 empty] | 56.3943 | 36356.049
Washington | Orange | TRORC | CVRPC | 1032 | 38.9 | 13.2251 | 0.24216 | 0.02 | 0 | 0 | 0.26216 | 318.1982 | 39.42 | 0 | 0 | 357.6182 | 1.1136 | [6 empty] | 1.1136 | 4112.868
Waterbury | Washington | CVRPC | CVRPC | 5331 | 48.2 | 55.6592 | 5.6188 | 0 | 0 | 13.0766 | 18.6954 | 7383.0894 | 0 | 0 | 57275.508 | 64658.5974 | 60.615 | [6 empty] | 60.615 | 47901.553
Williamstown | Orange | TRORC | CVRPC | 3515 | 40.2 | 38.4876 | 6.9911 | 0 | 0 | 0 | 6.9911 | 9186.2844 | 0 | 0 | 0 | 9186.2844 | 4.215 | [6 empty] | 4.215 | 16517.886
Woodbury | Washington | CVRPC | CVRPC | 928 | 37.5 | 7.5451 | 0.11271 | 0 | 0 | 0 | 0.11271 | 148.0983 | 0 | 0 | 0 | 148.0983 | [8 empty] | 0
Worcester | Washington | CVRPC | CVRPC | 964 | 38.7 | 7.3015 | 0.25842 | 0 | 0 | 0.17765 | 0.43607 | 339.5613 | 0 | 0 | 778.107 | 1117.6683 | 5.9792 | [6 empty] | 5.9792 | 3308.41
Belvidere | Lamoille | LCPC | LCPC | 358 | 32.09 | 2.7881 | 0.0586 | 0 | 0 | 0 | 0.0586 | 77.0004 | 0 | 0 | 0 | 77.0004 |  | 0 | [5 empty] | 0 | 1469.516
Cambridge | Lamoille | LCPC | LCPC | 3839 | 63.19 | 44.7186 | 2.6469 | 0.00649 | 0 | 0 | 2.6534 | 3478.0397 | 12.7918 | 0 | 0 | 3490.8315 | 4.2933 | 0 | [5 empty] | 4.2933 | 31539.469
Eden | Lamoille | LCPC | LCPC | 1338 | 63.3 | 11.9994 | 0.26483 | 0 | 0 | 0 | 0.26483 | 347.9866 | 0 | 0 | 0 | 347.9866 |  | 0 | [5 empty] | 0 | 5665.468
Elmore | Lamoille | LCPC | LCPC | 886 | 39.1 | 8.9991 | 0.093319 | 0.0095 | 0 | 0 | 0.10282 | 122.6212 | 18.7245 | 0 | 0 | 141.3457 | [8 empty] | 2742.065
Hyde Park | Lamoille | LCPC | LCPC | 3020 | 37.6 | 37.8515 | 1.6877 | 0.0026 | 0.06175 | 1.8 | 3.552 | 2217.6061 | 5.1246 | 378.651 | 7884 | 10485.3817 |  | 3.1631 | [5 empty] | 3.1631 | 2172.106
Johnson | Lamoille | LCPC | LCPC | 3491 | 44.7 | 32.6013 | 0.86733 | 0 | 0 | 0 | 0.86733 | 1139.6756 | 0 | 0 | 0 | 1139.6756 |  | 0 | [5 empty] | 0 | 17587.64
Morristown | Lamoille | LCPC | LCPC | 5434 | 51.15 | 87.6452 | 7.4257 | 0.0095 | 0 | 3.1 | 10.5352 | 9757.3415 | 18.7245 | 0 | 13578 | 23354.066 |  | 9.3352 | [5 empty] | 9.3352 | 53442.878
Stowe | Lamoille | LCPC | LCPC | 5223 | 72.6 | 87.5883 | 2.9397 | 0 | 0 | 0 | 2.9397 | 3862.781 | 0 | 0 | 0 | 3862.781 | 1.3244 | 2.4397 | [5 empty] | 3.7641 | 79879.676
Waterville | Lamoille | LCPC | LCPC | 686 | 16.35 | 6.6674 | 0.12227 | 0 | 0 | 0 | 0.12227 | 160.6628 | 0 | 0 | 0 | 160.6628 |  | 0 | [5 empty] | 0 | 2620.031
Wolcott | Lamoille | LCPC | LCPC | 1670 | 38.8 | 17.6262 | 0.50153 | 0.0026 | 0 | 0.815 | 1.3191 | 659.0052 | 5.1246 | 0 | 3569.7 | 4233.8298 | [8 empty] | 0
Andover | Windsor | TRORC | MARC | 568 | 28.6 | 7.337 | 0.27864 | 0.0024 | 0 | 0 | 0.28104 | 366.133 | 4.7304 | 0 | 0 | 370.8634 | 3.2979 | [6 empty] | 3.2979 | 3255.342
Baltimore | Windsor | TRORC | MARC | 229 | 4.7 | 1.7915 | 0.0556 | 0 | 0 | 0 | 0.0556 | 73.0584 | 0 | 0 | 0 | 73.0584 | 0.49923 | [6 empty] | 0.49923 | 0
Cavendish | Windsor | TRORC | MARC | 1392 | 39.5 | 18.524 | 0.93774 | 0 | 0 | 0 | 0.93774 | 1232.1904 | 0 | 0 | 0 | 1232.1904 | 4.4175 | [6 empty] | 4.4175 | 7032.774
Chester | Windsor | TRORC | MARC | 3005 | 55.7 | 35.1 | 4.1869 | 0 | 0 | 0 | 4.1869 | 5501.5472 | 0 | 0 | 0 | 5501.5472 | 7.9525 | [6 empty] | 7.9525 | 20334.735
Ludlow | Windsor | TRORC | MARC | 2172 | 35.2 | 47.44 | 0.50192 | 0.0095 | 0 | 0 | 0.51142 | 659.5229 | 18.7245 | 0 | 0 | 678.2474 | 13.7854 | [6 empty] | 13.7854 | 14673.687
Reading | Windsor | TRORC | MARC | 687 | 41.5 | 8.5679 | 0.20238 | 0 | 0 | 0 | 0.20238 | 265.9273 | 0 | 0 | 0 | 265.9273 | 2.9746 | [6 empty] | 2.9746 | 4830.096
Springfield | Windsor | TRORC | MARC | 9062 | 49.3 | 102.3838 | 7.3523 | 0 | 0 | 2.1321 | 9.4844 | 9660.8696 | 0 | 0 | 9338.598 | 18999.4676 | 40.2395 | [6 empty] | 40.2395 | 64262.135
Weathersfield | Windsor | TRORC | MARC | 2842 | 43.6 | 28.2824 | 2.8465 | 0.019 | 0 | 0 | 2.8655 | 3740.3141 | 37.449 | 0 | 0 | 3777.7631 | 10.3167 | [6 empty] | 10.3167 | 14535.066
West Windsor | Windsor | TRORC | MARC | 1344 | 24.6 | 18.3923 | 1.146 | 0 | 0 | 0 | 1.146 | 1505.8571 | 0 | 0 | 0 | 1505.8571 | 6.3236 | [6 empty] | 6.3236 | 7956.536
Windsor | Windsor | TRORC | MARC | 3559 | 19.5 | 33.0718 | 5.9926 | 0 | 0 | 1 | 6.9926 | 7874.2107 | 0 | 0 | 4380 | 12254.2107 | 3.4888 | [6 empty] | 3.4888 | 25604.606
Alburgh | Grand Isle | NRPC | NRPC | 2106 | 29.2 | 33.9671 | 1.8959 | 0.0095 | 0 | 0 | 1.9054 | 2491.2389 | 18.7245 | 0 | 0 | 2509.9634 |  | 0 | [5 empty] | 0 | 13018.98
Bakersfield | Franklin | NRPC | NRPC | 1273 | 44.5 | 16.0972 | 0.28321 | 0 | 0.4 | 0 | 0.68321 | 372.1379 | 0 | 2452.8 | 0 | 2824.9379 | 1.0455 | 0.44708 | [5 empty] | 1.4926 | 4279.42
Berkshire | Franklin | NRPC | NRPC | 1547 | 42 | 40.1306 | 0.1365 | 0 | 0 | 0 | 0.1365 | 179.361 | 0 | 0 | 0 | 179.361 |  | 0 | [5 empty] | 0 | 10603.173
Enosburgh | Franklin | NRPC | NRPC | 2810 | 48.2 | 45.8906 | 1.2267 | 0.0119 | 0 | 0.975 | 2.2136 | 1611.8312 | 23.4549 | 0 | 4270.5 | 5905.7861 |  | 1.5342 | [5 empty] | 1.5342 | 25793.173
Fairfax | Franklin | NRPC | NRPC | 5014 | 39.8 | 48.0817 | 1.9524 | 0 | 0 | 0 | 1.9524 | 2565.401 | 0 | 0 | 0 | 2565.401 | 6.0215 | 0 | [5 empty] | 6.0215 | 21559.1
Fairfield | Franklin | NRPC | NRPC | 2044 | 67.4 | 37.9314 | 1.5009 | 0.0095 | 0 | 0 | 1.5104 | 1972.1169 | 18.7245 | 0 | 0 | 1990.8414 | 2.9062 | 0 | [5 empty] | 2.9062 | 11653.734
Fletcher | Franklin | NRPC | NRPC | 1346 | 37.7 | 15.8313 | 0.28671 | 0 | 0 | 0 | 0.28671 | 376.7369 | 0 | 0 | 0 | 376.7369 | 1.6874 | 0 | [5 empty] | 1.6874 | 5889.965
Franklin | Franklin | NRPC | NRPC | 1363 | 38.4 | 27.9337 | 0.57491 | 0 | 0.189 | 0 | 0.76391 | 755.4317 | 0 | 1158.948 | 0 | 1914.3797 |  | 0 | [5 empty] | 0 | 7565.471
Georgia | Franklin | NRPC | NRPC | 4845 | 39.3 | 62.888 | 2.8094 | 0.0075 | 0 | 0 | 2.8169 | 3691.5516 | 14.7825 | 0 | 0 | 3706.3341 | 15.0156 | 2.7252 | [5 empty] | 17.7407 | 46184.521
Grand Isle | Grand Isle | NRPC | NRPC | 2086 | 16.4 | 32.0918 | 6.5903 | 0 | 0 | 0 | 6.5903 | 8659.6805 | 0 | 0 | 0 | 8659.6805 |  | 0 | [5 empty] | 0 | 13383.647
Highgate | Franklin | NRPC | NRPC | 3472 | 50.7 | 62.7101 | 1.4403 | 0 | 0 | 23.474 | 24.9143 | 1892.5016 | 0 | 0 | 102816.12 | 104708.6216 | 0.078111 | 21.9523 | [5 empty] | 22.0304 | 20956.876
Isle La Motte | Grand Isle | NRPC | NRPC | 488 | 7.9 | 10.6104 | 0.23968 | 0 | 0 | 0 | 0.23968 | 314.9395 | 0 | 0 | 0 | 314.9395 |  | 0 | [5 empty] | 0 | 3479.906
Montgomery | Franklin | NRPC | NRPC | 1184 | 56.6 | 14.2157 | 0.25827 | 0 | 0 | 0 | 0.25827 | 339.3668 | 0 | 0 | 0 | 339.3668 |  | 0 | [5 empty] | 0 | 6385.172
North Hero | Grand Isle | NRPC | NRPC | 939 | 13.4 | 20.3849 | 0.32759 | 0 | 0 | 0 | 0.32759 | 430.4598 | 0 | 0 | 0 | 430.4598 |  | 0 | [5 empty] | 0 | 6480.082
Richford | Franklin | NRPC | NRPC | 2346 | 43 | 29.0262 | 0.34358 | 0.0095 | 0.6 | 0.00912 | 0.9622 | 451.4641 | 18.7245 | 3679.2 | 39.9456 | 4189.3342 |  | 0 | [5 empty] | 0 | 19308.555
Sheldon | Franklin | NRPC | NRPC | 2136 | 38.8 | 44.8281 | 4.228 | 0 | 0.1615 | 26.38 | 30.7695 | 5555.5526 | 0 | 990.318 | 115544.4 | 122090.2706 | 2.2257 | 29.2475 | [5 empty] | 31.4732 | 66861.657
South Hero | Grand Isle | NRPC | NRPC | 1674 | 14.9 | 27.5838 | 0.95177 | 0.0025 | 0 | 0 | 0.95427 | 1250.6192 | 4.9275 | 0 | 0 | 1255.5467 |  | 0 | [5 empty] | 0 | 11623.135
St. Albans City | Franklin | NRPC | NRPC | 6887 | 2.03 | 57.9815 | 15.29 | 0.0229 | 0 | 0 | 15.3129 | 20091.0469 | 45.1359 | 0 | 0 | 20136.1828 | 16.9363 | 14.4918 | [5 empty] | 31.4281 | 0
St. Albans Town | Franklin | NRPC | NRPC | 6988 | 37 | 134.6228 | 0.43901 | 0 | 0 | 0 | 0.43901 | 576.8591 | 0 | 0 | 0 | 576.8591 | 49.7933 | [6 empty] | 49.7933 | 161689.347
Swanton | Franklin | NRPC | NRPC | 6701 | 48 | 92.4348 | 0.82048 | 0.001 | 0.225 | 0 | 1.0465 | 1078.116 | 1.971 | 1379.7 | 0 | 2459.787 | 1.6947 | 0 | [5 empty] | 1.6947 | 47843.867
Albany | Orleans | NVDA | NVDA | 976 | 38.5 | 13.7603 | 0.25782 | 0.0095 | 0 | 0 | 0.26732 | 338.7755 | 18.7245 | 0 | 0 | 357.5 |  | 0 | [5 empty] | 0 | 3866.339
Averill | Essex | NVDA | NVDA | 21 | 36 | 0.9385 | 0 | 0 | 0 | 0 | 0 | 0 | 0 | 0 | 0 | 0 | [8 empty] | 0
Avery's Gore | Essex | NVDA | NVDA | 0 | 17.565 | 0.010131 | 0 | 0 | 0 | 0 | 0 | 0 | 0 | 0 | 0 | 0 | [8 empty] | 0
Barnet | Caledonia | NVDA | NVDA | 1663 | 42.2 | 23.2217 | 1.0296 | 0 | 0 | 150.96 | 151.9896 | 1352.947 | 0 | 0 | 661204.8 | 662557.747 | 7.8362 | [6 empty] | 7.8362 | 7981.904
Barton | Orleans | NVDA | NVDA | 2872 | 43.7 | 42.7754 | 2.118 | 0 | 0 | 0 | 2.118 | 2783.1111 | 0 | 0 | 0 | 2783.1111 |  | 1.218 | [5 empty] | 1.218 | 21747.248
Bloomfield | Essex | NVDA | NVDA | 217 | 40.3 | 3.8506 | 0.01173 | 0 | 0 | 0 | 0.01173 | 15.4132 | 0 | 0 | 0 | 15.4132 | [8 empty] | 0
Brighton | Essex | NVDA | NVDA | 1157 | 51.9 | 17.1004 | 0.13734 | 0 | 0 | 0 | 0.13734 | 180.4648 | 0 | 0 | 0 | 180.4648 | [8 empty] | 7039.613
Brownington | Orleans | NVDA | NVDA | 1042 | 28.3 | 13.461 | 0.10318 | 0.005 | 0 | 0 | 0.10818 | 135.5785 | 9.855 | 0 | 0 | 145.4335 |  | 0 | [5 empty] | 0 | 3216.418
Brunswick | Essex | NVDA | NVDA | 88 | 25.5 | 2.3361 | 0.01149 | 0 | 0 | 0 | 0.01149 | 15.0979 | 0 | 0 | 0 | 15.0979 | [8 empty] | 0
Burke | Caledonia | NVDA | NVDA | 1651 | 33.9 | 20.6209 | 2.1866 | 0 | 0 | 0 | 2.1866 | 2873.245 | 0 | 0 | 0 | 2873.245 | [8 empty] | 16747.491
Canaan | Essex | NVDA | NVDA | 896 | 33 | 23.3415 | 0.18205 | 0 | 0 | 0 | 0.18205 | 239.2137 | 0 | 0 | 0 | 239.2137 |  | 0 | [5 empty] | 0 | 10527.161
Charleston | Orleans | NVDA | NVDA | 984 | 37.5 | 17.0107 | 0.27354 | 0 | 0 | 2.075 | 2.3485 | 359.4316 | 0 | 0 | 9088.5 | 9447.9316 |  | 0.79298 | [5 empty] | 0.79298 | 5094.429
Concord | Essex | NVDA | NVDA | 1141 | 51.3 | 11.4227 | 0.42452 | 0.019 | 0 | 0 | 0.44352 | 557.8193 | 37.449 | 0 | 0 | 595.2683 | 0 | [6 empty] | 0 | 5265.968
Coventry | Orleans | NVDA | NVDA | 1100 | 27.5 | 22.3731 | 2.3807 | 0 | 8 | 0 | 10.3807 | 3128.2924 | 0 | 49056 | 0 | 52184.2924 |  | 7.7823 | [5 empty] | 7.7823 | 6563.302
Craftsbury | Orleans | NVDA | NVDA | 1343 | 39.3 | 21.5446 | 1.0996 | 0.01 | 0 | 0 | 1.1096 | 1444.9237 | 19.71 | 0 | 0 | 1464.6337 |  | 0 | [5 empty] | 0 | 1430.286
Danville | Caledonia | NVDA | NVDA | 2335 | 60.7 | 36.6197 | 2.52 | 0.019 | 0 | 0.46 | 2.999 | 3311.2445 | 37.449 | 0 | 2014.8 | 5363.4935 | 2.2436 | [6 empty] | 2.2436 | 11892.616
Derby | Orleans | NVDA | NVDA | 4579 | 49.6 | 83.9475 | 1.3882 | 0.019 | 0 | 0 | 1.4072 | 1824.0948 | 37.449 | 0 | 0 | 1861.5438 |  | 0 | [5 empty] | 0 | 39342.467
East Haven | Essex | NVDA | NVDA | 270 | 37.4 | 3.3577 | 0.016941 | 0 | 0 | 0 | 0.016941 | 22.2605 | 0 | 0 | 0 | 22.2605 | [8 empty] | 0
Ferdinand | Essex | NVDA | NVDA | 16 | 52.6 | 0.78555 | 0 | 0 | 0 | 0 | 0 | 0 | 0 | 0 | 0 | 0 | [8 empty] | 0
Glover | Orleans | NVDA | NVDA | 1114 | 37.9 | 17.2583 | 0.42323 | 0.0095 | 0 | 0 | 0.43273 | 556.1268 | 18.7245 | 0 | 0 | 574.8513 |  | 0 | [5 empty] | 0 | 5421.858
Granby | Essex | NVDA | NVDA | 81 | 39 | 1.1868 | 0 | 0 | 0 | 0 | 0 | 0 | 0 | 0 | 0 | 0 | 0 | [6 empty] | 0 | 0
Greensboro | Orleans | NVDA | NVDA | 811 | 37.8 | 19.4526 | 0.31117 | 0.013928 | 0.15 | 0 | 0.4751 | 408.8761 | 27.4521 | 919.8 | 0 | 1356.1282 |  | 0.2501 | [5 empty] | 0.2501 | 0
Groton | Caledonia | NVDA | NVDA | 984 | 53.7 | 11.3787 | 0.89602 | 0 | 0 | 0 | 0.89602 | 1177.3703 | 0 | 0 | 0 | 1177.3703 | 1.4007 | [6 empty] | 1.4007 | 3972.624
Guildhall | Essex | NVDA | NVDA | 262 | 32.8 | 5.0274 | 0.11545 | 0 | 0 | 0 | 0.11545 | 151.7013 | 0 | 0 | 0 | 151.7013 | 0 | [6 empty] | 0 | 1047.949
Hardwick | Caledonia | NVDA | NVDA | 2920 | 38.6 | 39.4392 | 4.6696 | 0.056 | 0 | 0 | 4.7256 | 6135.8689 | 110.376 | 0 | 0 | 6246.2449 | [8 empty] | 231.647
Holland | Orleans | NVDA | NVDA | 632 | 37.6 | 15.258 | 0.32784 | 0.0095 | 0 | 0 | 0.33734 | 430.7818 | 18.7245 | 0 | 0 | 449.5063 |  | 0 | [5 empty] | 0 | 4231.113
Irasburg | Orleans | NVDA | NVDA | 1233 | 40.5 | 29.8604 | 0.22772 | 0.00812 | 0 | 0 | 0.23584 | 299.2241 | 16.0045 | 0 | 0 | 315.2286 |  | 0 | [5 empty] | 0 | 9376.159
Jay | Orleans | NVDA | NVDA | 551 | 33.9 | 16.0952 | 0.15595 | 0 | 0 | 0 | 0.15595 | 204.9183 | 0 | 0 | 0 | 204.9183 |  | 0 | [5 empty] | 0 | 21701.694
Kirby | Caledonia | NVDA | NVDA | 575 | 24.4 | 6.2604 | 0.10756 | 0 | 0 | 0 | 0.10756 | 141.3338 | 0 | 0 | 0 | 141.3338 | 0 | [6 empty] | 0 | 2403.244
Lemington | Essex | NVDA | NVDA | 87 | 35.4 | 2.1975 | 0.53551 | 0.00285 | 0 | 0 | 0.53836 | 703.6601 | 5.6174 | 0 | 0 | 709.2775 |  | 0 | [5 empty] | 0 | 0
Lewis | Essex | NVDA | NVDA | 2 | 39.6 | 0.030147 | 0 | 0 | 0 | 0 | 0 | 0 | 0 | 0 | 0 | 0 | [8 empty] | 0
Lowell | Orleans | NVDA | NVDA | 887 | 56 | 12.3355 | 0.30082 | 63.0095 | 0 | 0 | 63.3103 | 395.2775 | 124191.7245 | 0 | 0 | 124587.002 |  | 60.3416 | [5 empty] | 60.3416 | 4500.995
Lunenburg | Essex | NVDA | NVDA | 1246 | 45.1 | 18.5598 | 2.7004 | 0 | 0 | 0 | 2.7004 | 3548.3913 | 0 | 0 | 0 | 3548.3913 | 0 | [6 empty] | 0 | 5235.202
Lyndon | Caledonia | NVDA | NVDA | 5491 | 39.5 | 70.3234 | 1.2179 | 0.004465 | 0 | 2.022 | 3.2444 | 1600.3732 | 8.8005 | 0 | 8856.36 | 10465.5337 | 0.015871 | [6 empty] | 0.015871 | 34816.221
Maidstone | Essex | NVDA | NVDA | 211 | 30.5 | 4.2502 | 0.03011 | 0 | 0 | 0 | 0.03011 | 39.5645 | 0 | 0 | 0 | 39.5645 | [8 empty] | 1403.911
Morgan | Orleans | NVDA | NVDA | 638 | 31.3 | 12.2233 | 0.6792 | 0 | 0 | 0 | 0.6792 | 892.4688 | 0 | 0 | 0 | 892.4688 |  | 0 | [5 empty] | 0 | 3468.824
Newark | Caledonia | NVDA | NVDA | 584 | 36.8 | 6.4835 | 0.04681 | 0.095 | 0 | 0 | 0.14181 | 61.5083 | 187.245 | 0 | 0 | 248.7533 | [8 empty] | 2792.235
Newport City | Orleans | NVDA | NVDA | 4455 | 5.83 | 55.3718 | 0.31103 | 0 | 0.225 | 0 | 0.53603 | 408.6934 | 0 | 1379.7 | 0 | 1788.3934 |  | 0 | [5 empty] | 0 | 233.158
Newport Town | Orleans | NVDA | NVDA | 1526 | 41.7 | 29.2498 | 0.90323 | 0 | 0 | 0 | 0.90323 | 1186.8442 | 0 | 0 | 0 | 1186.8442 |  | 0 | [5 empty] | 0 | 52112.448
Norton | Essex | NVDA | NVDA | 153 | 39.2 | 5.1324 | 0.01455 | 0 | 0 | 0 | 0.01455 | 19.1187 | 0 | 0 | 0 | 19.1187 |  | 0 | [5 empty] | 0 | 1191.178
Peacham | Caledonia | NVDA | NVDA | 715 | 46.6 | 13.2967 | 0.36068 | 0 | 0 | 0 | 0.36068 | 473.9309 | 0 | 0 | 0 | 473.9309 | 2.4747 | [6 empty] | 2.4747 | 3430.332
Ryegate | Caledonia | NVDA | NVDA | 1165 | 36.5 | 17.8929 | 0.76121 | 0 | 20.5 | 5 | 26.2612 | 1000.2299 | 0 | 125706 | 21900 | 148606.2299 | 7.7968 | [6 empty] | 7.7968 | 5521.077
Sheffield | Caledonia | NVDA | NVDA | 682 | 32.5 | 8.4065 | 0.042311 | 40 | 0 | 0 | 40.0423 | 55.5967 | 78840 | 0 | 0 | 78895.5967 |  | 39.3673 | [5 empty] | 39.3673 | 2725.202
St. Johnsbury | Caledonia | NVDA | NVDA | 7364 | 36.4 | 105.3315 | 7.646 | 0 | 0 | 0 | 7.646 | 10046.844 | 0 | 0 | 0 | 10046.844 | 27.7194 | [6 empty] | 27.7194 | 78730.816
Stannard | Caledonia | NVDA | NVDA | 208 | 12.4 | 2.6084 | 0.034496 | 0.0095 | 0 | 0 | 0.043996 | 45.3277 | 18.7245 | 0 | 0 | 64.0522 | [8 empty] | 0
Sutton | Caledonia | NVDA | NVDA | 913 | 38.2 | 15.5071 | 0.083234 | 0.0124 | 0 | 0 | 0.095634 | 109.3695 | 24.4404 | 0 | 0 | 133.8099 | [8 empty] | 5110.41
Troy | Orleans | NVDA | NVDA | 1722 | 36.1 | 28.9953 | 0.53329 | 0 | 0.3 | 1.036 | 1.8693 | 700.7431 | 0 | 1839.6 | 4537.68 | 7078.0231 |  | 0 | [5 empty] | 0 | 10207.219
Victory | Essex | NVDA | NVDA | 70 | 43 | 1.2642 | 0.006 | 0 | 0 | 0 | 0.006 | 7.884 | 0 | 0 | 0 | 7.884 | 0 | [6 empty] | 0 | 0
Walden | Caledonia | NVDA | NVDA | 956 | 38.6 | 13.6533 | 0.14106 | 0.0285 | 0 | 0 | 0.16956 | 185.3555 | 56.1735 | 0 | 0 | 241.529 | 0.012812 | [6 empty] | 0.012812 | 3328.41
Warner's Grant | Essex | NVDA | NVDA | 0 | 3.2 | 0 | 0 | 0 | 0 | 0 | 0 | 0 | 0 | 0 | 0 | 0
Warren's Gore | Essex | NVDA | NVDA | 2 | 9.69 | 0.18261 | 0 | 0 | 0 | 0 | 0 | 0 | 0 | 0 | 0 | 0
Waterford | Caledonia | NVDA | NVDA | 1268 | 38.3 | 17.5185 | 2.0755 | 0 | 0 | 140.4 | 142.4755 | 2727.2333 | 0 | 0 | 614952 | 617679.2333 | 0 | [6 empty] | 0 | 7120.102
Westfield | Orleans | NVDA | NVDA | 534 | 40.2 | 10.5064 | 0.18146 | 0.04 | 0 | 0 | 0.22146 | 238.4384 | 78.84 | 0 | 0 | 317.2784 |  | 0 | [5 empty] | 0 | 3067.682
Westmore | Orleans | NVDA | NVDA | 357 | 34.5 | 8.0381 | 0.03808 | 0 | 0 | 0 | 0.03808 | 50.0371 | 0 | 0 | 0 | 50.0371 | [8 empty] | 1975.907
Wheelock | Caledonia | NVDA | NVDA | 759 | 39.5 | 7.2394 | 0.0593 | 0 | 0 | 0 | 0.0593 | 77.9202 | 0 | 0 | 0 | 77.9202 | 0.0051396 | 0 | [5 empty] | 0.0051396 | 2932.465
Benson | Rutland | RRPC | RRPC | 974 | 44 | 18.242 | 1.6918 | 0.0095 | 0 | 0 | 1.7013 | 2223.0909 | 18.7245 | 0 | 0 | 2241.8154 | 0 | [6 empty] | 0 | 5552.003
Brandon | Rutland | RRPC | RRPC | 4129 | 40.1 | 46.7451 | 3.4062 | 0 | 0 | 0 | 3.4062 | 4475.7337 | 0 | 0 | 0 | 4475.7337 | 9.4593 | [6 empty] | 9.4593 | 23979.731
Castleton | Rutland | RRPC | RRPC | 4458 | 39 | 46.8736 | 4.1214 | 0.00022 | 0 | 0 | 4.1216 | 5415.5327 | 0.43362 | 0 | 0 | 5415.9664 | 0 | [6 empty] | 0 | 27909.349
Chittenden | Rutland | RRPC | RRPC | 1237 | 73 | 12.6246 | 0.38111 | 0 | 0 | 0 | 0.38111 | 500.7785 | 0 | 0 | 0 | 500.7785 | 4.395 | [6 empty] | 4.395 | 6646.561
Clarendon | Rutland | RRPC | RRPC | 2412 | 31.6 | 42.4675 | 6.0551 | 0 | 0 | 0 | 6.0551 | 7956.3357 | 0 | 0 | 0 | 7956.3357 | 5.4334 | [6 empty] | 5.4334 | 21167.398
Danby | Rutland | RRPC | RRPC | 1284 | 41.4 | 16.7125 | 0.36438 | 0 | 0 | 0 | 0.36438 | 478.7953 | 0 | 0 | 0 | 478.7953 | 2.3146 | [6 empty] | 2.3146 | 8937.836
Fair Haven | Rutland | RRPC | RRPC | 2736 | 17.444 | 25.7226 | 1.4156 | 0 | 0 | 0 | 1.4156 | 1860.0327 | 0 | 0 | 0 | 1860.0327 | 7.8323 | [6 empty] | 7.8323 | 15818.297
Hubbardton | Rutland | RRPC | RRPC | 735 | 27.5 | 6.1097 | 0.1178 | 0.00514 | 0 | 0 | 0.12294 | 154.7892 | 10.1309 | 0 | 0 | 164.9201 | 0 | [6 empty] | 0 | 3355.522
Ira | Rutland | RRPC | RRPC | 368 | 21.3 | 4.9241 | 0.02652 | 0.00404 | 0 | 0 | 0.03056 | 34.8473 | 7.9628 | 0 | 0 | 42.8101 | 0.89947 | [6 empty] | 0.89947 | 1516.45
Killington | Rutland | RRPC | RRPC | 1407 | 46.6 | 33.9216 | 0.75655 | 0 | 0 | 0 | 0.75655 | 994.1067 | 0 | 0 | 0 | 994.1067 | 88.9162 | [6 empty] | 88.9162 | 67403.235
Mendon | Rutland | RRPC | RRPC | 1149 | 38.1 | 14.7433 | 0.28867 | 0 | 0 | 0 | 0.28867 | 379.3124 | 0 | 0 | 0 | 379.3124 | 10.9384 | [6 empty] | 10.9384 | 7280.574
Middletown Springs | Rutland | RRPC | RRPC | 794 | 22.8 | 8.2029 | 0.76449 | 0 | 0 | 0 | 0.76449 | 1004.5399 | 0 | 0 | 0 | 1004.5399 | 0 | [6 empty] | 0 | 3379.784
Mount Holly | Rutland | RRPC | RRPC | 1385 | 49.2 | 16.0989 | 0.58765 | 0.019 | 0 | 0 | 0.60665 | 772.1721 | 37.449 | 0 | 0 | 809.6211 | 3.2432 | [6 empty] | 3.2432 | 7751.242
Mount Tabor | Rutland | RRPC | RRPC | 210 | 43.7 | 2.6618 | 0.021 | 0.00488 | 0 | 0 | 0.02588 | 27.594 | 9.6185 | 0 | 0 | 37.2125 | 0.25157 | [6 empty] | 0.25157 | 1116.936
Pawlet | Rutland | RRPC | RRPC | 1424 | 42.9 | 27.0017 | 2.1557 | 0 | 0 | 0 | 2.1557 | 2832.5898 | 0 | 0 | 0 | 2832.5898 | 0 | [6 empty] | 0 | 8371.942
Pittsford | Rutland | RRPC | RRPC | 2862 | 43.5 | 36.6341 | 5.6985 | 0 | 0 | 0 | 5.6985 | 7487.7764 | 0 | 0 | 0 | 7487.7764 | 5.0702 | [6 empty] | 5.0702 | 189881.354
Poultney | Rutland | RRPC | RRPC | 3020 | 43.9 | 38.007 | 3.1689 | 0.019 | 0.15 | 0 | 3.3379 | 4163.9215 | 37.449 | 919.8 | 0 | 5121.1705 | 3.2536 | [6 empty] | 3.2536 | 18266.469
Proctor | Rutland | RRPC | RRPC | 1763 | 7.6 | 12.1516 | 1.3749 | 0 | 0 | 6.9 | 8.2749 | 1806.6055 | 0 | 0 | 30222 | 32028.6055 | 12.095 | [6 empty] | 12.095 | 7989.928
Rutland City | Rutland | RRPC | RRPC | 15807 | 7.54 | 160.3126 | 15.0276 | 0.00022 | 0 | 0 | 15.0279 | 19746.319 | 0.43362 | 0 | 0 | 19746.7526 | 49.2278 | [6 empty] | 49.2278 | 207557.233
Rutland Town | Rutland | RRPC | RRPC | 3924 | 19.2 | 108.231 | 6.9364 | 0 | 0 | 0 | 6.9364 | 9114.377 | 0 | 0 | 0 | 9114.377 | 12.0953 | [6 empty] | 12.0953 | 4991.859
Shrewsbury | Rutland | RRPC | RRPC | 1096 | 50.1 | 13.1583 | 0.44425 | 0.0058 | 0 | 0 | 0.45005 | 583.7445 | 11.4318 | 0 | 0 | 595.1763 | 4.2938 | [6 empty] | 4.2938 | 5022.823
Sudbury | Rutland | RRPC | RRPC | 545 | 21.5 | 7.1285 | 3.2124 | 0 | 0 | 0 | 3.2124 | 4221.0936 | 0 | 0 | 0 | 4221.0936 | 0.075554 | [6 empty] | 0.075554 | 2594.616
Tinmouth | Rutland | RRPC | RRPC | 553 | 28.3 | 8.4092 | 0.1319 | 0 | 0 | 0 | 0.1319 | 173.3166 | 0 | 0 | 0 | 173.3166 | 1.2088 | [6 empty] | 1.2088 | 2721.031
Wallingford | Rutland | RRPC | RRPC | 2129 | 43.2 | 20.5838 | 3.7792 | 0.0095 | 0 | 0 | 3.7887 | 4965.9082 | 18.7245 | 0 | 0 | 4984.6327 | 2.5381 | [6 empty] | 2.5381 | 12063.065
Wells | Rutland | RRPC | RRPC | 1214 | 22.6 | 12.6271 | 0.17812 | 0 | 0 | 0 | 0.17812 | 234.0497 | 0 | 0 | 0 | 234.0497 | 0.48729 | [6 empty] | 0.48729 | 6451.406
West Haven | Rutland | RRPC | RRPC | 239 | 28 | 7.1048 | 0.39461 | 0.019 | 0 | 0 | 0.41361 | 518.5175 | 37.449 | 0 | 0 | 555.9665 | 0 | [6 empty] | 0 | 1254.056
West Rutland | Rutland | RRPC | RRPC | 2214 | 18 | 24.2405 | 1.3276 | 0 | 0 | 0 | 1.3276 | 1744.4795 | 0 | 0 | 0 | 1744.4795 | 2.0239 | [6 empty] | 2.0239 | 12694.921
Barnard | Windsor | TRORC | TRORC | 992 | 48.7 | 12.2149 | 0.41027 | 0 | 0 | 0 | 0.41027 | 539.0948 | 0 | 0 | 0 | 539.0948 | 11.2049 | [6 empty] | 11.2049 | 6711.148
Bethel | Windsor | TRORC | TRORC | 1942 | 45.2 | 24.4651 | 0.75413 | 0.0049 | 0 | 0.425 | 1.184 | 990.9268 | 9.6579 | 0 | 1861.5 | 2862.0847 | 3.428 | [6 empty] | 3.428 | 33294.654
Bradford | Orange | TRORC | TRORC | 2790 | 29.8 | 38.4755 | 2.2018 | 0 | 0 | 0 | 2.2018 | 2893.1915 | 0 | 0 | 0 | 2893.1915 | 7.5531 | [6 empty] | 7.5531 | 17368.014
Braintree | Orange | TRORC | TRORC | 1207 | 38.3 | 13.0901 | 0.35466 | 0 | 0 | 0 | 0.35466 | 466.0232 | 0 | 0 | 0 | 466.0232 | [8 empty] | 5048.137
Bridgewater | Windsor | TRORC | TRORC | 903 | 49.4 | 11.2962 | 0.27851 | 0 | 0 | 0 | 0.27851 | 365.9621 | 0 | 0 | 0 | 365.9621 | 7.2344 | [6 empty] | 7.2344 | 5866.842
Brookfield | Orange | TRORC | TRORC | 1244 | 41.4 | 17.5257 | 0.63288 | 0.0035 | 0 | 0 | 0.63638 | 831.6043 | 6.8985 | 0 | 0 | 838.5028 | 2.5472 | [6 empty] | 2.5472 | 5592.612
Chelsea | Orange | TRORC | TRORC | 1233 | 39.9 | 17.5341 | 0.21361 | 0 | 0 | 0 | 0.21361 | 280.6822 | 0 | 0 | 0 | 280.6822 | 0.34101 | [6 empty] | 0.34101 | 5598.804
Corinth | Orange | TRORC | TRORC | 1455 | 48.5 | 16.4809 | 0.44493 | 0 | 0 | 0 | 0.44493 | 584.6406 | 0 | 0 | 0 | 584.6406 | 0.30227 | [6 empty] | 0.30227 | 5144.605
Fairlee | Orange | TRORC | TRORC | 988 | 20.2 | 22.2016 | 1.5489 | 0 | 0 | 0 | 1.5489 | 2035.2677 | 0 | 0 | 0 | 2035.2677 | 1.7452 | [6 empty] | 1.7452 | 8444.278
Granville | Addison | ACRPC | TRORC | 301 | 51.4 | 3.5124 | 0.12504 | 0.00534 | 0 | 0 | 0.13038 | 164.3026 | 10.5251 | 0 | 0 | 174.8277 | 0.71958 | [6 empty] | 0.71958 | 1627.323
Hancock | Addison | ACRPC | TRORC | 359 | 38 | 5.4435 | 0.0883 | 0 | 0 | 0 | 0.0883 | 116.0262 | 0 | 0 | 0 | 116.0262 | 0.54001 | [6 empty] | 0.54001 | 1685.976
Hartford | Windsor | TRORC | TRORC | 10686 | 45 | 123.4976 | 12.5057 | 0.0048 | 0 | 35.6 | 48.1105 | 16432.4635 | 9.4608 | 0 | 155928 | 172369.9243 | 70.7195 | [6 empty] | 70.7195 | 101013.374
Hartland | Windsor | TRORC | TRORC | 3446 | 45 | 33.2097 | 3.9227 | 0 | 0 | 3.048 | 6.9707 | 5154.3752 | 0 | 0 | 13350.24 | 18504.6152 | 13.2822 | [6 empty] | 13.2822 | 15581.397
Newbury | Orange | TRORC | TRORC | 2293 | 64.2 | 31.7246 | 3.0416 | 0 | 0 | 0.704 | 3.7456 | 3996.6361 | 0 | 0 | 3083.52 | 7080.1561 | 9.0573 | [6 empty] | 9.0573 | 11374.931
Norwich | Windsor | TRORC | TRORC | 3612 | 44.4 | 31.4488 | 3.484 | 0 | 0 | 0 | 3.484 | 4577.9234 | 0 | 0 | 0 | 4577.9234 | 5.2688 | [6 empty] | 5.2688 | 17518.638
Pittsfield | Rutland | RRPC | TRORC | 504 | 20.1 | 7.2305 | 0.17988 | 0 | 0 | 0 | 0.17988 | 236.3623 | 0 | 0 | 0 | 236.3623 | 2.1153 | [6 empty] | 2.1153 | 3959.167
Plymouth | Windsor | TRORC | TRORC | 641 | 48.1 | 9.9662 | 0.29116 | 0 | 0 | 0 | 0.29116 | 382.5842 | 0 | 0 | 0 | 382.5842 | 10.6274 | [6 empty] | 10.6274 | 6457.1
Pomfret | Windsor | TRORC | TRORC | 916 | 39.4 | 13.7924 | 0.61339 | 0 | 0 | 0 | 0.61339 | 805.9945 | 0 | 0 | 0 | 805.9945 | 9.0482 | [6 empty] | 9.0482 | 5675.208
Randolph | Orange | TRORC | TRORC | 4774 | 47.9 | 66.7436 | 4.556 | 0 | 0.394 | 0 | 4.95 | 5986.5971 | 0 | 2416.008 | 0 | 8402.6051 | 29.3952 | [6 empty] | 29.3952 | 48721.112
Rochester | Windsor | TRORC | TRORC | 1099 | 57.1 | 13.8653 | 0.51441 | 0.00141 | 0 | 0 | 0.51582 | 675.9347 | 2.7791 | 0 | 0 | 678.7138 | 2.1096 | [6 empty] | 2.1096 | 6633.649
Royalton | Windsor | TRORC | TRORC | 2750 | 40.4 | 31.8494 | 4.4179 | 0 | 0 | 0 | 4.4179 | 5805.0943 | 0 | 0 | 0 | 5805.0943 | 6.8239 | [6 empty] | 6.8239 | 14781.745
Sharon | Windsor | TRORC | TRORC | 1560 | 39.6 | 14.6415 | 4.2428 | 0 | 0 | 0 | 4.2428 | 5575.0655 | 0 | 0 | 0 | 5575.0655 | 3.9436 | [6 empty] | 3.9436 | 7147.091
Stockbridge | Windsor | TRORC | TRORC | 718 | 45.9 | 6.9288 | 0.23337 | 0 | 0 | 0 | 0.23337 | 306.6482 | 0 | 0 | 0 | 306.6482 | 3.6822 | [6 empty] | 3.6822 | 3823.373
Strafford | Orange | TRORC | TRORC | 1094 | 44.2 | 12.8322 | 5.8478 | 0.01481 | 0 | 0 | 5.8626 | 7684.0486 | 29.1905 | 0 | 0 | 7713.2391 | 0.47319 | [6 empty] | 0.47319 | 4587.908
Thetford | Orange | TRORC | TRORC | 2775 | 43.6 | 28.2807 | 2.7948 | 0 | 0.068 | 0 | 2.8628 | 3672.3541 | 0 | 416.976 | 0 | 4089.3301 | 5.336 | [6 empty] | 5.336 | 15362.127
Topsham | Orange | TRORC | TRORC | 1199 | 48.9 | 12.6624 | 0.089125 | 0 | 0 | 0 | 0.089125 | 117.1102 | 0 | 0 | 0 | 117.1102 | 0.23165 | [6 empty] | 0.23165 | 4390.562
Tunbridge | Orange | TRORC | TRORC | 1337 | 44.7 | 16.5496 | 0.54273 | 0 | 0 | 0 | 0.54273 | 713.1538 | 0 | 0 | 0 | 713.1538 | 1.2332 | [6 empty] | 1.2332 | 5621.67
Vershire | Orange | TRORC | TRORC | 672 | 36.5 | 7.1055 | 0.33814 | 0 | 0 | 0 | 0.33814 | 444.314 | 0 | 0 | 0 | 444.314 | 0.25585 | [6 empty] | 0.25585 | 2627.949
West Fairlee | Orange | TRORC | TRORC | 621 | 22.6 | 6.381 | 0.10755 | 0 | 0 | 0 | 0.10755 | 141.3207 | 0 | 0 | 0 | 141.3207 | 0.6299 | [6 empty] | 0.6299 | 2767.077
Woodstock | Windsor | TRORC | TRORC | 3005 | 44.4 | 43.0835 | 2.2301 | 0.02508 | 0 | 0 | 2.2552 | 2930.3645 | 49.4327 | 0 | 0 | 2979.7972 | 15.4965 | [6 empty] | 15.4965 | 28738.798
Athens | Windham | WRC | WRC | 380 | 13 | 2.3127 | 0.11394 | 0 | 0 | 0 | 0.11394 | 149.7172 | 0 | 0 | 0 | 149.7172 | 0.76186 | [6 empty] | 0.76186 | 1785.336
Brattleboro | Windham | WRC | WRC | 12184 | 32 | 162.8353 | 11.0903 | 0 | 1.89 | 0 | 12.9803 | 14572.6148 | 0 | 11589.48 | 0 | 26162.0948 | 77.5195 | [6 empty] | 77.5195 | 149543.997
Brookline | Windham | WRC | WRC | 540 | 12.9 | 3.6875 | 0.18284 | 0 | 0 | 0 | 0.18284 | 240.2518 | 0 | 0 | 0 | 240.2518 | 0.75649 | [6 empty] | 0.75649 | 2463.476
Dover | Windham | WRC | WRC | 1798 | 35.3 | 45.2924 | 0.91525 | 0 | 0 | 0 | 0.91525 | 1202.6385 | 0 | 0 | 0 | 1202.6385 | 82.1356 | [6 empty] | 82.1356 | 38984.637
Dummerston | Windham | WRC | WRC | 1865 | 30.6 | 19.696 | 1.0233 | 0 | 0.142 | 0 | 1.1653 | 1344.6425 | 0 | 870.744 | 0 | 2215.3865 | 6.6183 | [6 empty] | 6.6183 | 10801.294
Grafton | Windham | WRC | WRC | 645 | 38.4 | 10.2951 | 0.51353 | 0.00228 | 0 | 0 | 0.51581 | 674.7784 | 4.4939 | 0 | 0 | 679.2723 | 2.0527 | [6 empty] | 2.0527 | 5438.027
Guilford | Windham | WRC | WRC | 2120 | 39.9 | 17.687 | 2.1986 | 0 | 0 | 0 | 2.1986 | 2888.9473 | 0 | 0 | 0 | 2888.9473 | 14.2802 | [6 empty] | 14.2802 | 9777.989
Halifax | Windham | WRC | WRC | 771 | 39.7 | 9.045 | 0.22142 | 0 | 0 | 0 | 0.22142 | 290.9459 | 0 | 0 | 0 | 290.9459 | 4.7689 | [6 empty] | 4.7689 | 3563.764
Jamaica | Windham | WRC | WRC | 1005 | 49.3 | 11.3078 | 0.67796 | 0.0095 | 0 | 3.366 | 4.0535 | 890.8394 | 18.7245 | 0 | 14743.08 | 15652.6439 | 6.6079 | [6 empty] | 6.6079 | 8576.548
Londonderry | Windham | WRC | WRC | 1919 | 35.7 | 27.0575 | 1.4816 | 0 | 0 | 0 | 1.4816 | 1946.8487 | 0 | 0 | 0 | 1946.8487 | 8.9266 | [6 empty] | 8.9266 | 18063.043
Marlboro | Windham | WRC | WRC | 1722 | 40.3 | 10.4824 | 0.33495 | 0.0012 | 0 | 0 | 0.33615 | 440.1243 | 2.3652 | 0 | 0 | 442.4895 | 9.7036 | [6 empty] | 9.7036 | 4428.16
Newfane | Windham | WRC | WRC | 1645 | 40.2 | 11.8717 | 0.94784 | 0 | 0 | 0 | 0.94784 | 1245.4618 | 0 | 0 | 0 | 1245.4618 | 3.2342 | [6 empty] | 3.2342 | 8848.434
Putney | Windham | WRC | WRC | 2617 | 26.8 | 24.3712 | 3.3388 | 0 | 0 | 0 | 3.3388 | 4387.1963 | 0 | 0 | 0 | 4387.1963 | [8 empty] | 34973.695
Readsboro | Bennington | BCRC | WRC | 702 | 36.3 | 8.6175 | 0.11685 | 0 | 0 | 0 | 0.11685 | 153.5409 | 0 | 0 | 0 | 153.5409 | 50.0776 | [6 empty] | 50.0776 | 3466.5
Rockingham | Windham | WRC | WRC | 4832 | 41.9 | 47.1516 | 2.4486 | 0.0085 | 0 | 41.285 | 43.7421 | 3217.4604 | 16.7535 | 0 | 180828.3 | 184062.5139 | 28.7753 | [6 empty] | 28.7753 | 33150.989
Searsburg | Bennington | BCRC | WRC | 126 | 21.4 | 1.5647 | 0.0138 | 36 | 0 | 0 | 36.0138 | 18.1332 | 70956 | 0 | 0 | 70974.1332 | 10.3409 | [6 empty] | 10.3409 | 1037.52
Somerset | Windham | WRC | WRC | 6 | 26.1 | 0.1238 | 0 | 0 | 0 | 0 | 0 | 0 | 0 | 0 | 0 | 0 | [8 empty] | 0
Stratton | Windham | WRC | WRC | 440 | 46.4 | 20.2844 | 0.10645 | 0 | 0 | 0 | 0.10645 | 139.8753 | 0 | 0 | 0 | 139.8753 | 44.3834 | [6 empty] | 44.3834 | 26250.692
Townshend | Windham | WRC | WRC | 1291 | 42.7 | 13.0647 | 0.87775 | 0.0094 | 0 | 0 | 0.88715 | 1153.3635 | 18.5274 | 0 | 0 | 1171.8909 | 0.97972 | [6 empty] | 0.97972 | 8747.5
Vernon | Windham | WRC | WRC | 2192 | 19.4 | 27.2139 | 0.86904 | 0 | 0 | 32.4 | 33.269 | 1141.9186 | 0 | 0 | 141912 | 143053.9186 | 9.689 | [6 empty] | 9.689 | 19469.481
Wardsboro | Windham | WRC | WRC | 869 | 29.3 | 8.2308 | 0.11127 | 0 | 0 | 0 | 0.11127 | 146.2088 | 0 | 0 | 0 | 146.2088 | 0.63392 | [6 empty] | 0.63392 | 5578.156
Westminster | Windham | WRC | WRC | 3016 | 46.1 | 38.9947 | 6.2001 | 0 | 0.45 | 0 | 6.6501 | 8146.9445 | 0 | 2759.4 | 0 | 10906.3445 | 24.8055 | [6 empty] | 24.8055 | 16607.028
Weston | Windsor | TRORC | WRC | 623 | 35 | 10.7029 | 0.42119 | 0 | 0 | 0 | 0.42119 | 553.4437 | 0 | 0 | 0 | 553.4437 | 2.4552 | [6 empty] | 2.4552 | 5364.615
Whitingham | Windham | WRC | WRC | 1344 | 37.1 | 17.4241 | 0.24538 | 0.006495 | 0 | 33.6 | 33.8519 | 322.4267 | 12.8016 | 0 | 147168 | 147503.2283 | 3.1694 | [6 empty] | 3.1694 | 6824.747
Wilmington | Windham | WRC | WRC | 2255 | 39.4 | 38.8202 | 1.0914 | 0.0225 | 0 | 0 | 1.1139 | 1434.0602 | 44.3475 | 0 | 0 | 1478.4077 | 20.8064 | [6 empty] | 20.8064 | 29061.24
Windham | Windham | WRC | WRC | 449 | 26.1 | 4.7138 | 0.07895 | 0 | 0 | 0 | 0.07895 | 103.7403 | 0 | 0 | 0 | 103.7403 | 3.4198 | [6 empty] | 3.4198 | 2763.304
Winhall | Bennington | BCRC | WRC | 1182 | 43.6 | 26.8917 | 4.6147 | 0.0019 | 0 | 0 | 4.6166 | 6063.7158 | 3.7449 | 0 | 0 | 6067.4607 | 66.7106 | [6 empty] | 66.7106 | 18974.894

## ACRPC
In-state gen: 25% | ACRPC | 132356.2942 | 62469.784 | Incremental Regional Energy Target | [5 empty] | (leads to calculation of:) | Incremental Regional Capacity Target (MW) | [5 empty] | (must be less than:) | Resource Available (MW) | [5 empty] | (is calculated from:) | Land Available (Acres) | [5 empty] | (prime land and 3-Φ proximity optional) | Grid Headroom (MW) |  |  | Grid Upgrade Costs
Target Year: 2050 | Land Multiplier: 50.0% | Existing ↑ Gen (MWh) | Incremental ↑ Gen (MWh) | Energy Target (MWh) | Solar | Rooftop Solar | Wind | Natural Gas | Biomass | Hydro | Capacity Target (MW) | Solar | Rooftop Solar | Wind | Natural Gas | Biomass | Hydro | Resource Available (MW) | Solar | Rooftop Solar | Wind | Natural Gas | Biomass | Hydro | Land Available (Acres) | Solar | Rooftop Solar | Wind | Natural Gas | Biomass | Hydro | Limiting Value | Transmission Headroom | Distribution Headroom | Total | Transmission Costs (mil. $) | Distribution Costs (mil. $)
Multipliers: | 50% | 0% | 0% | 173491.8 | 54.5% | 10% | 35.5% | 0% | 0% | 0% | 109.3482 | 65.7969 | 13.1429 | 28.8083 | 0 | 0 | 1.6002 | 0 | 0 | 0 | 0 | 0 | 0 | 0 | 433587.2 | 0 | 0 | 0 | 0 | 0 | 0 | 28.7236 | 30.1 | 28.7236 | 177600000 | 164.6 | 13
Town Plans | Population | Existing Gen (MWh) | Demand (MWh) | Enter values by town as available to override calcs below | [6 empty] | Enter values by town as available to override calcs below | [6 empty] | Enter values by town as available to override calcs below | [6 empty] | Enter values by resource type, by town to override default
Addison |  |  |  | 6443.73 | [20 empty] | 26688
Bridport |  |  |  | 8369.59 | [20 empty] | 28160
Bristol |  |  |  | 13524.66 | [20 empty] | 26560
Cornwall |  |  |  | 6796.62 | [20 empty] | 18240
Ferrisburgh |  |  |  | 10812.06 | [20 empty] | 30336
Goshen |  |  |  | 2207.79 | [20 empty] | 13248
Leicester |  |  |  | 8623.17 | 28.3% | 10% | 21.1% |  |  | 40.6% | [6 empty] | 0.8 | [6 empty] | 1.6 | 13312
Lincoln |  |  |  | 10536.19 | [20 empty] | 28416
Middlebury |  |  |  | 25207.18 | [20 empty] | 24832
Monkton |  |  |  | 7993.76 | [20 empty] | 22976
New Haven |  |  |  | 8966.75 | [20 empty] | 26368
Orwell |  |  |  | 8265.5 | [20 empty] | 30208
Panton |  |  |  | 3527.96 | [20 empty] | 9920
Ripton |  |  |  | 4316.76 | [20 empty] | 31808
Salisbury |  |  |  | 8994.14 | 29.3% | 10% | 21.7% |  |  | 39% | [6 empty] | 0.8 | [6 empty] | 2 | 18496
Shoreham |  |  |  | 10686.62 | [20 empty] | 27776
Starksboro |  |  |  | 12150.55 | [20 empty] | 29248
Vergennes |  |  |  | municipal building, 20% more efficienct back up propane (they have wood pellete ystem with ancient back up boiler); lights? | [20 empty] | 1587.2
Waltham |  |  |  | 2146.98 | [20 empty] | 5760
Weybridge |  |  |  | 4504.63 | [20 empty] | 10944
Whiting |  |  |  | 2866.43 | [20 empty] | 8704
Town Allocations | 2020 population | 1/31/23 DG+ survey | 2021 demand (EVT) | All values automatically calculated based on inputs
Addison | 1365 | 5597.7057 | 11117.243 | 6443.73 | 54.5% | 10% | 35.5% | 0% | 0% | 0% | 5.3848 | 3.2489 | 0.71343 | 1.4225 | 0 | 0 | 8.1351e-06 | 27.1227 | 0 | 27.1227 | 0 | 0 | 0 | 0 | 26728.6841 | 0 | 40.6841 | 0 | 0 | 0 | 0 |  |  | 0 |  |  | 1
Bridport | 1225 | 3781.2847 | 8363.436 | 8369.59 | 54.5% | 10% | 35.5% | 0% | 0% | 0% | 5.2806 | 3.2346 | 0.62982 | 1.4162 | 0 | 0 | 8.0992e-06 | 23.7371 | 0 | 23.7371 | 0 | 0 | 0 | 0 | 28195.6056 | 0 | 35.6056 | 0 | 0 | 0 | 0 |  |  | 0.71975 |  |  | 1
Bristol | 3782 | 7061.0812 | 22847.836 | 13524.66 | 54.5% | 10% | 35.5% | 0% | 0% | 0% | 8.8941 | 5.4055 | 1.1219 | 2.3667 | 0 | 0 | 1.3535e-05 | 25.7161 | 0 | 25.7161 | 0 | 0 | 0 | 0 | 26598.5741 | 0 | 38.5741 | 0 | 0 | 0 | 0 |  |  | 0 |  |  | 1
Cornwall | 1207 | 1499.747 | 5911.644 | 6796.62 | 54.5% | 10% | 35.5% | 0% | 0% | 0% | 3.9792 | 2.4655 | 0.43423 | 1.0795 | 0 | 0 | 6.1734e-06 | 12.6136 | 0 | 12.6136 | 0 | 0 | 0 | 0 | 18258.9203 | 0 | 18.9203 | 0 | 0 | 0 | 0 |  |  | 0.58671 |  |  | 1
Ferrisburgh | 2646 | 14513.9315 | 21251.672 | 10812.06 | 54.5% | 10% | 35.5% | 0% | 0% | 0% | 7.8154 | 4.6745 | 1.0942 | 2.0467 | 0 | 0 | 1.1705e-05 | 35.876 | 0 | 35.876 | 0 | 0 | 0 | 0 | 30389.814 | 0 | 53.814 | 0 | 0 | 0 | 0 |  |  | 0.051478 |  |  | 1
Goshen | 172 | 66.541 | 814.045 | 2207.79 | 54.5% | 10% | 35.5% | 0% | 0% | 0% | 1.7246 | 1.1582 | 0.059238 | 0.50712 | 0 | 0 | 2.9002e-06 | 1.6447 | 0 | 1.6447 | 0 | 0 | 0 | 0 | 13250.4671 | 0 | 2.4671 | 0 | 0 | 0 | 0 |  |  | 1.5748 |  |  | 1
Leicester | 990 | 626.1736 | 5117.706 | 8623.17 | 28.3% | 10% | 21.1% | 0% | 0% | 40.6% | 3.8257 | 1.8969 | 0.29831 | 0.83053 | 0 | 0 | 0.8 | 8.6005 | 0 | 7.0005 | 0 | 0 | 0 | 1.6 | 13322.5007 | 0 | 10.5007 | 0 | 0 | 0 | 0 |  |  | 2.812 |  |  | 1
Lincoln | 1323 | 1083.5375 | 6419.92 | 10536.19 | 54.5% | 10% | 35.5% | 0% | 0% | 0% | 5.1884 | 3.3401 | 0.38591 | 1.4624 | 0 | 0 | 8.3634e-06 | 8.618 | 0 | 8.618 | 0 | 0 | 0 | 0 | 28428.9271 | 0 | 12.9271 | 0 | 0 | 0 | 0 |  |  | 0 |  |  | 1
Middlebury | 9152 | 11155.2161 | 100488.242 | 25207.18 | 54.5% | 10% | 35.5% | 0% | 0% | 0% | 17.5547 | 10.0942 | 3.0409 | 4.4196 | 0 | 0 | 2.5276e-05 | 81.0887 | 0 | 81.0887 | 0 | 0 | 0 | 0 | 24953.633 | 0 | 121.633 | 0 | 0 | 0 | 0 |  |  | 19.3314
Monkton | 2079 | 1592.8834 | 8491.391 | 7993.76 | 54.5% | 10% | 35.5% | 0% | 0% | 0% | 5.7823 | 3.606 | 0.59743 | 1.5788 | 0 | 0 | 9.0293e-06 | 13.0224 | 0 | 13.0224 | 0 | 0 | 0 | 0 | 22995.5337 | 0 | 19.5337 | 0 | 0 | 0 | 0 |  |  | 1.8887 |  |  | 1
New Haven | 1683 | 38124.8909 | 12449.151 | 8966.75 | 54.5% | 10% | 35.5% | 0% | 0% | 0% | 5.7855 | 3.5095 | 0.73944 | 1.5366 | 0 | 0 | 8.7876e-06 | 25.3344 | 0 | 25.3344 | 0 | 0 | 0 | 0 | 26406.0015 | 0 | 38.0015 | 0 | 0 | 0 | 0 |  |  | 1.3157 |  |  | 1
Orwell | 1239 | 1911.7123 | 6945.623 | 8265.5 | 54.5% | 10% | 35.5% | 0% | 0% | 0% | 5.4285 | 3.4017 | 0.53747 | 1.4894 | 0 | 0 | 8.5177e-06 | 18.2517 | 0 | 18.2517 | 0 | 0 | 0 | 0 | 30235.3775 | 0 | 27.3775 | 0 | 0 | 0 | 0 |  |  | 0.018043 |  |  | 1
Panton | 646 | 8138.1933 | 5375.967 | 3527.96 | 54.5% | 10% | 35.5% | 0% | 0% | 0% | 2.2368 | 1.3321 | 0.32145 | 0.58323 | 0 | 0 | 3.3355e-06 | 11.8998 | 0 | 11.8998 | 0 | 0 | 0 | 0 | 9937.8496 | 0 | 17.8496 | 0 | 0 | 0 | 0 |  |  | 0 |  |  | 1
Ripton | 739 | 546.8211 | 3753.188 | 4316.76 | 54.5% | 10% | 35.5% | 0% | 0% | 0% | 4.6086 | 3.073 | 0.19004 | 1.3455 | 0 | 0 | 7.6948e-06 | 3.3382 | 0 | 3.3382 | 0 | 0 | 0 | 0 | 31813.0073 | 0 | 5.0073 | 0 | 0 | 0 | 0 |  |  | 0.42504 |  |  | 1
Salisbury | 1221 | 1115.5597 | 7548.111 | 8994.14 | 29.3% | 10% | 21.7% | 0% | 0% | 39% | 4.8339 | 2.4974 | 0.44293 | 1.0935 | 0 | 0 | 0.8 | 14.9712 | 0 | 12.9712 | 0 | 0 | 0 | 2 | 18515.4568 | 0 | 19.4568 | 0 | 0 | 0 | 0 |  |  | 1.2125 |  |  | 1
Shoreham | 1260 | 2367.4864 | 9957.664 | 10686.62 | 54.5% | 10% | 35.5% | 0% | 0% | 0% | 5.2459 | 3.2365 | 0.59225 | 1.4171 | 0 | 0 | 8.1042e-06 | 21.2021 | 0 | 21.2021 | 0 | 0 | 0 | 0 | 27807.8032 | 0 | 31.8032 | 0 | 0 | 0 | 0 |  |  | 0.10918 |  |  | 1
Starksboro | 1756 | 1429.0276 | 7457.115 | 12150.55 | 54.5% | 10% | 35.5% | 0% | 0% | 0% | 5.9302 | 3.7913 | 0.47886 | 1.66 | 0 | 0 | 9.4934e-06 | 9.5102 | 0 | 9.5102 | 0 | 0 | 0 | 0 | 29262.2654 | 0 | 14.2654 | 0 | 0 | 0 | 0 |  |  | 1.2462 |  |  | 1
Vergennes | 2553 | 3381.4607 | 22107.448 | municipal building, 20% more efficienct back up propane (they have wood pellete ystem with ancient back up boiler); lights? | 54.5% | 10% | 35.5% | 0% | 0% | 0% | 4.2649 | 2.4109 | 0.79847 | 1.0556 | 0 | 0 | 6.0368e-06 | 19.7404 | 0 | 19.7404 | 0 | 0 | 0 | 0 | 1616.8106 | 0 | 29.6106 | 0 | 0 | 0 | 0 |  |  | 0 |  |  | 1
Waltham | 446 | 1461.3125 | 1989.308 | 2146.98 | 54.5% | 10% | 35.5% | 0% | 0% | 0% | 1.3656 | 0.83678 | 0.16247 | 0.36637 | 0 | 0 | 2.0953e-06 | 4.7775 | 0 | 4.7775 | 0 | 0 | 0 | 0 | 5767.1663 | 0 | 7.1663 | 0 | 0 | 0 | 0 |  |  | 0 |  |  | 1
Weybridge | 814 | 25691.0477 | 4512.818 | 4504.63 | 54.5% | 10% | 35.5% | 0% | 0% | 0% | 2.5665 | 1.5601 | 0.32335 | 0.68306 | 0 | 0 | 3.9064e-06 | 10.2703 | 0 | 10.2703 | 0 | 0 | 0 | 0 | 10959.4055 | 0 | 15.4055 | 0 | 0 | 0 | 0 |  |  | 1.1355 |  |  | 1
Whiting | 405 | 1210.6802 | 2159.926 | 2866.43 | 54.5% | 10% | 35.5% | 0% | 0% | 0% | 1.6522 | 1.0233 | 0.18088 | 0.44803 | 0 | 0 | 2.5623e-06 | 6.2664 | 0 | 6.2664 | 0 | 0 | 0 | 0 | 8713.3996 | 0 | 9.3996 | 0 | 0 | 0 | 0 |  |  | 0.0096594 |  |  | 1
Totals | 36703 | 132356.2942 | 275079.454 | 166941.07 | 86457.0893 | 16694.107 | 56781.152 | 0 | 0 | 7008.7216 | 109.3482 | 65.7969 | 13.1429 | 28.8083 | 0 | 0 | 1.6002 | 383.602 | 0 | 380.002 | 0 | 0 | 0 | 3.6 | 434157.203 | 0 | 570.003 | 0 | 0 | 0 | 0
Town allocations based on population, existing generation, and energy demand (multipliers in B3 through D3) and land available (B2, one minus sum of other three multipliers), all energy values annual
Note on AH2: [Threaded comment] Your version of Excel allows you to read this threaded comment; however, any edits to it will get removed if the file is opened in a newer version of Excel. Learn more: https://go.microsoft.com/fwlink/?linkid=870924 Comment: Per 2022 VELCO LRTP
Note on AI2: [Threaded comment] Your version of Excel allows you to read this threaded comment; however, any edits to it will get removed if the file is opened in a newer version of Excel. Learn more: https://go.microsoft.com/fwlink/?linkid=870924 Comment: Based on distribution transformer capacity alone, per DUs
Note on AK2: [Threaded comment] Your version of Excel allows you to read this threaded comment; however, any edits to it will get removed if the file is opened in a newer version of Excel. Learn more: https://go.microsoft.com/fwlink/?linkid=870924 Comment: Per 2022 VELCO LRTP
Note on AL2: [Threaded comment] Your version of Excel allows you to read this threaded comment; however, any edits to it will get removed if the file is opened in a newer version of Excel. Learn more: https://go.microsoft.com/fwlink/?linkid=870924 Comment: Assume $1 million per distribution transformer

## BCRC
In-state gen: 25% | BCRC | 35093.3703 | 139723.7083 | Incremental Regional Energy Target | [5 empty] | (leads to calculation of:) | Incremental Regional Capacity Target (MW) | [5 empty] | (must be less than:) | Resource Available (MW) | [5 empty] | (is calculated from:) | Land Available (Acres) | [5 empty] | (prime land and 3-Φ proximity optional) | Grid Headroom (MW) |  |  | Grid Upgrade Costs
Target Year: 2050 | Land Multiplier: 50.0% | Existing ↑ Gen (MWh) | Incremental ↑ Gen (MWh) | Energy Target (MWh) | Solar | Rooftop Solar | Wind | Natural Gas | Biomass | Hydro | Capacity Target (MW) | Solar | Rooftop Solar | Wind | Natural Gas | Biomass | Hydro | Resource Available (MW) | Solar | Rooftop Solar | Wind | Natural Gas | Biomass | Hydro | Land Available (Acres) | Solar | Rooftop Solar | Wind | Natural Gas | Biomass | Hydro | Limiting Value | Transmission Headroom | Distribution Headroom | Total | Transmission Costs (mil. $) | Distribution Costs (mil. $)
Multipliers: | 50% | 0% | 0% | 166701 | 57% | 10% | 30.5% | 0% | 0% | 2.5% | 112.1846 | 72.3132 | 13.124 | 25.7959 | 0 | 0 | 0.95149 | 1877.7143 | 1827.7143 | 0 | 50 | 0 | 0 | 0 | 70154 | 12794 | 0 | 2000 | 0 | 0 | 0 | 66.4 | 66.4 | 217.7986 | 10800000 | 4.8 | 6
Town Plans | Population | Existing Gen (MWh) | Demand (MWh) | Enter values by town as available to override calcs below | [6 empty] | Enter values by town as available to override calcs below | [6 empty] | Enter values by town as available to override calcs below | [6 empty] | Enter values by resource type, by town to override default
Arlington | [24 empty] | 464.842 | 402 |  | 62.842
Bennington | [24 empty] | 3101.259 | 2682 |  | 419.259
Dorset | [24 empty] | 1150.5417 | 995 |  | 155.5417
Glastenbury | [24 empty] | 28416 | 0 |  | 0
Landgrove | [24 empty] | 1999.2829 | 1729 |  | 270.2829
Manchester | [24 empty] | 2146.136 | 1856 |  | 290.136
Peru | [24 empty] | 1174.8244 | 1016 |  | 158.8244
Pownal | [24 empty] | 677.6054 | 586 |  | 91.6054
Rupert | [24 empty] | 529.5961 | 458 |  | 71.5961
Sandgate | [10 empty] | 0 | [13 empty] | 26944 | 0 |  | 0
Shaftsbury | [24 empty] | 2364.6811 | 2045 |  | 319.6811
Stamford | [24 empty] | 293.7061 | 254 |  | 39.7061
Sunderland | [24 empty] | 804.801 | 696 |  | 108.801
Woodford | [24 empty] | 86.7242 | 75 |  | 11.7242
Town Allocations | 2020 population | 1/31/23 DG+ survey | 2021 demand (EVT) | All values automatically calculated based on inputs
Arlington | 2457 | 3379.2357 | 27028.758 | 6383.0098 | 57% | 10% | 30.5% | 0% | 0% | 2.5% | 5.912 | 3.6501 | 0.92346 | 1.3021 | 0 | 0 | 0.036433 | 80.9987 | 57.4286 | 21.9991 | 1.571 | 0 | 0 | 0 | 497.8406 | 402 | 32.9986 | 62.842 | 0 | 0 | 0 |  |  | 11.5242
Bennington | 15333 | 11138.3181 | 122185.751 | 40026.7189 | 57% | 10% | 30.5% | 0% | 0% | 2.5% | 37.0414 | 23.2681 | 5.2445 | 8.3003 | 0 | 0 | 0.22846 | 506.4988 | 383.1429 | 112.8744 | 10.4815 | 0 | 0 | 0 | 3270.5707 | 2682 | 169.3117 | 419.259 | 0 | 0 | 0 |  |  | 94.9285
Dorset | 2133 | 1089.0958 | 18988.78 | 6441.1867 | 57% | 10% | 30.5% | 0% | 0% | 2.5% | 7.8328 | 4.9944 | 1.02 | 1.7816 | 0 | 0 | 0.036765 | 175.4115 | 142.1429 | 29.3801 | 3.8885 | 0 | 0 | 0 | 1194.6118 | 995 | 44.0702 | 155.5417 | 0 | 0 | 0 |  |  | 9.3829
Glastenbury | 9 | 0 |  | 33561.0563 | 57% | 10% | 30.5% | 0% | 0% | 2.5% | 0.20746 | 0.0092087 | 0.0034031 | 0.003285 | 0 | 0 | 0.19156 | 0.081545 | 0 | 0.081545 | 0 | 0 | 0 | 0 | 28416.1223 | 0 | 0.12232 | 0 | 0 | 0 | 0 |  |  | 0.027066 |  |  | 1
Landgrove | 177 | 228.2418 | 1761.852 | 2781.4678 | 57% | 10% | 30.5% | 0% | 0% | 2.5% | 6.9741 | 5.0674 | 0.083237 | 1.8077 | 0 | 0 | 0.015876 | 256.1288 | 247 | 2.3717 | 6.7571 | 0 | 0 | 0 | 2002.8405 | 1729 | 3.5576 | 270.2829 | 0 | 0 | 0 |  |  | 0.98593 |  |  | 1
Manchester | 4484 | 4167.6532 | 51147.149 | 13208.8016 | 57% | 10% | 30.5% | 0% | 0% | 2.5% | 15.4382 | 9.8332 | 2.0219 | 3.5077 | 0 | 0 | 0.075393 | 328.3949 | 265.1429 | 55.9986 | 7.2534 | 0 | 0 | 0 | 2230.1339 | 1856 | 83.9979 | 290.136 | 0 | 0 | 0 |  |  | 24.9721
Peru | 531 | 830.1195 | 9814.89 | 2650.6047 | 57% | 10% | 30.5% | 0% | 0% | 2.5% | 4.8839 | 3.4146 | 0.23609 | 1.2181 | 0 | 0 | 0.015129 | 155.5871 | 145.1429 | 6.4737 | 3.9706 | 0 | 0 | 0 | 1184.5349 | 1016 | 9.7105 | 158.8244 | 0 | 0 | 0 |  |  | 24.9461
Pownal | 3258 | 9683.9435 | 14978.965 | 8524.3481 | 57% | 10% | 30.5% | 0% | 0% | 2.5% | 7.9008 | 4.9896 | 1.0826 | 1.7799 | 0 | 0 | 0.048655 | 108.4934 | 83.7143 | 22.489 | 2.2901 | 0 | 0 | 0 | 711.339 | 586 | 33.7335 | 91.6054 | 0 | 0 | 0 |  |  | 3.8712 |  |  | 1
Rupert | 698 | 483.3549 | 4234.906 | 2287.2834 | 57% | 10% | 30.5% | 0% | 0% | 2.5% | 3.0572 | 2.0085 | 0.31916 | 0.71649 | 0 | 0 | 0.013055 | 76.1434 | 65.4286 | 8.9249 | 1.7899 | 0 | 0 | 0 | 542.9835 | 458 | 13.3874 | 71.5961 | 0 | 0 | 0 |  |  | 0.57923 |  |  | 1
Sandgate | 387 | 123.8576 | 2012.482 | 32721.2598 | 57% | 10% | 30.5% | 0% | 0% | 2.5% | 0 | 0 | 0 | 0 | 0 | 0 | 0 | 3.4812 | 0 | 3.4812 | 0 | 0 | 0 | 0 | 26949.2218 | 0 | 5.2218 | 0 | 0 | 0 | 0 |  |  | 1.4171
Shaftsbury | 3598 | 2988.3908 | 19422.963 | 11327.4183 | 57% | 10% | 30.5% | 0% | 0% | 2.5% | 14.1639 | 9.4607 | 1.2637 | 3.3749 | 0 | 0 | 0.064654 | 328.1759 | 292.1429 | 28.041 | 7.992 | 0 | 0 | 0 | 2406.7426 | 2045 | 42.0615 | 319.6811 | 0 | 0 | 0 |  |  | 7.857 |  |  | 1
Stamford | 861 | 408.4175 | 3548.872 | 2388.6809 | 57% | 10% | 30.5% | 0% | 0% | 2.5% | 2.4764 | 1.5988 | 0.29362 | 0.57033 | 0 | 0 | 0.013634 | 43.5754 | 36.2857 | 6.2971 | 0.99265 | 0 | 0 | 0 | 303.1517 | 254 | 9.4456 | 39.7061 | 0 | 0 | 0 |  |  | 31.7348
Sunderland | 1056 | 448.1003 | 5563.074 | 3453.7858 | 57% | 10% | 30.5% | 0% | 0% | 2.5% | 4.5069 | 3.0474 | 0.35264 | 1.0871 | 0 | 0 | 0.019713 | 109.5199 | 99.4286 | 7.3713 | 2.72 | 0 | 0 | 0 | 815.858 | 696 | 11.057 | 108.801 | 0 | 0 | 0 |  |  | 1.767 |  |  | 1
Woodford | 355 | 124.6417 | 2236.617 | 945.3782 | 57% | 10% | 30.5% | 0% | 0% | 2.5% | 0.91967 | 0.57519 | 0.1339 | 0.20518 | 0 | 0 | 0.005396 | 14.2082 | 10.7143 | 3.2008 | 0.29311 | 0 | 0 | 0 | 91.5255 | 75 | 4.8013 | 11.7242 | 0 | 0 | 0 |  |  | 3.8053
Totals | 35337 | 35093.3703 | 282925.059 | 166701 | 95019.57 | 16670.1 | 50843.805 | 0 | 0 | 4167.525 | 111.3149 | 71.9172 | 12.9782 | 25.6547 | 0 | 0 | 0.76472 | 2186.6988 | 1827.7143 | 308.9845 | 50 | 0 | 0 | 0 | 70617.4768 | 12794 | 463.4768 | 2000 | 0 | 0 | 0
Town allocations based on population, existing generation, and energy demand (multipliers in B3 through D3) and land available (B2, one minus sum of other three multipliers), all energy values annual
Note on AH2: [Threaded comment] Your version of Excel allows you to read this threaded comment; however, any edits to it will get removed if the file is opened in a newer version of Excel. Learn more: https://go.microsoft.com/fwlink/?linkid=870924 Comment: Per 2022 VELCO LRTP
Note on AI2: [Threaded comment] Your version of Excel allows you to read this threaded comment; however, any edits to it will get removed if the file is opened in a newer version of Excel. Learn more: https://go.microsoft.com/fwlink/?linkid=870924 Comment: Based on distribution transformer capacity alone, per DUs
Note on AK2: [Threaded comment] Your version of Excel allows you to read this threaded comment; however, any edits to it will get removed if the file is opened in a newer version of Excel. Learn more: https://go.microsoft.com/fwlink/?linkid=870924 Comment: Per 2022 VELCO LRTP
Note on AL2: [Threaded comment] Your version of Excel allows you to read this threaded comment; however, any edits to it will get removed if the file is opened in a newer version of Excel. Learn more: https://go.microsoft.com/fwlink/?linkid=870924 Comment: Assume $1 million per distribution transformer

## CCRPC
In-state gen: 25% | CCRPC | 598408.8626 | -120992.3223 | Incremental Regional Energy Target | [5 empty] | (leads to calculation of:) | Incremental Regional Capacity Target (MW) | [5 empty] | (must be less than:) | Resource Available (MW) | [5 empty] | (is calculated from:) | Land Available (Acres) | [5 empty] | (prime land and 3-Φ proximity optional) | Grid Headroom (MW) |  |  | Grid Upgrade Costs
Target Year: 2050 | Land Multiplier: 50.0% | Existing ↑ Gen (MWh) | Incremental ↑ Gen (MWh) | Energy Target (MWh) | Solar | Rooftop Solar | Wind | Natural Gas | Biomass | Hydro | Capacity Target (MW) | Solar | Rooftop Solar | Wind | Natural Gas | Biomass | Hydro | Resource Available (MW) | Solar | Rooftop Solar | Wind | Natural Gas | Biomass | Hydro | Land Available (Acres) | Solar | Rooftop Solar | Wind | Natural Gas | Biomass | Hydro | Limiting Value | Transmission Headroom | Distribution Headroom | Total | Transmission Costs (mil. $) | Distribution Costs (mil. $)
Multipliers: | 50% | 0% | 0% | 803605 | 65% | 10% | 25% | 0% | 0% | 0% | 562.7161 | 397.5215 | 63.266 | 101.9286 | 0 | 0 | 0 | 1537.7643 | 1236.7143 | 0 | 301.05 | 0 | 0 | 0 | 20699 | 8657 | 0 | 12042 | 0 | 0 | 0 | 44 | 44 | 790.1303 | 314500000 | 308.5 | 6
Town Plans | Population | Existing Gen (MWh) | Demand (MWh) | Enter values by town as available to override calcs below | [6 empty] | Enter values by town as available to override calcs below | [6 empty] | Enter values by town as available to override calcs below | [6 empty] | Enter values by resource type, by town to override default
Bolton | [24 empty] | 1149.9444 | 480.9444 |  | 669
Burlington | [10 empty] | 0 | [13 empty] | 1149.9444 | 480.9444 |  | 669
Charlotte | [24 empty] | 1149.9444 | 480.9444 |  | 669
Colchester | [24 empty] | 1149.9444 | 480.9444 |  | 669
Essex | [24 empty] | 1149.9444 | 480.9444 |  | 669
Essex Junction | [24 empty] | 1149.9444 | 480.9444 |  | 669
Hinesburg | [24 empty] | 1149.9444 | 480.9444 |  | 669
Huntington | [24 empty] | 1149.9444 | 480.9444 |  | 669
Jericho | [24 empty] | 1149.9444 | 480.9444 |  | 669
Milton | [10 empty] | 0 | [13 empty] | 1149.9444 | 480.9444 |  | 669
Richmond | [24 empty] | 1149.9444 | 480.9444 |  | 669
Shelburne | [24 empty] | 1149.9444 | 480.9444 |  | 669
South Burlington | [24 empty] | 1149.9444 | 480.9444 |  | 669
St. George | [24 empty] | 1149.9444 | 480.9444 |  | 669
Underhill | [24 empty] | 1149.9444 | 480.9444 |  | 669
Westford | [24 empty] | 1149.9444 | 480.9444 |  | 669
Williston | [24 empty] | 1149.9444 | 480.9444 |  | 669
Winooski | [24 empty] | 1149.9444 | 480.9444 |  | 669
Town Allocations | 2020 population | 1/31/23 DG+ survey | 2021 demand (EVT) | All values automatically calculated based on inputs
Bolton | 1301 | 794.3524 | 7910.773 | 23974.1779 | 65% | 10% | 25% | 0% | 0% | 0% | 16.216 | 12.58 | 0.41038 | 3.2256 | 0 | 0 | 0 | 91.0421 | 68.7063 | 5.6108 | 16.725 | 0 | 0 | 0 | 1158.3606 | 480.9444 | 8.4161 | 669 | 0 | 0 | 0 |  |  | 6.6921 |  |  | 1
Burlington | 44743 | 351143.646 |  | 131806.3677 | 65% | 10% | 25% | 0% | 0% | 0% | 0 | 0 | 0 | 0 | 0 | 0 | 0 | 240.367 | 68.7063 | 154.9357 | 16.725 | 0 | 0 | 0 | 1382.3479 | 480.9444 | 232.4035 | 669 | 0 | 0 | 0 |  |  | 154.7847
Charlotte | 3783 | 11257.0117 | 21586.033 | 30610.3842 | 65% | 10% | 25% | 0% | 0% | 0% | 21.1399 | 15.5135 | 1.6486 | 3.9778 | 0 | 0 | 0 | 117.1667 | 68.7063 | 31.7354 | 16.725 | 0 | 0 | 0 | 1197.5475 | 480.9444 | 47.603 | 669 | 0 | 0 | 0 |  |  | 30.296
Colchester | 17524 | 7393.4575 | 128419.586 | 65775.7012 | 65% | 10% | 25% | 0% | 0% | 0% | 46.6799 | 31.7546 | 6.7831 | 8.1422 | 0 | 0 | 0 | 203.5286 | 68.7063 | 118.0972 | 16.725 | 0 | 0 | 0 | 1327.0903 | 480.9444 | 177.1459 | 669 | 0 | 0 | 0 |  |  | 139.5988
Essex | 11504 | 47252.8504 | 344140.0575 | 50610.2566 | 65% | 10% | 25% | 0% | 0% | 0% | 35.7537 | 24.6393 | 4.7966 | 6.3178 | 0 | 0 | 0 | 174.5997 | 68.7063 | 89.1683 | 16.725 | 0 | 0 | 0 | 1283.6969 | 480.9444 | 133.7525 | 669 | 0 | 0 | 0 |  |  | 125.3615
Essex Junction | 10590 | 8223.9975 | 316797.9145 | 47915.4733 | 65% | 10% | 25% | 0% | 0% | 0% | 33.6661 | 23.559 | 4.0664 | 6.0408 | 0 | 0 | 0 | 155.6901 | 68.7063 | 70.2587 | 16.725 | 0 | 0 | 0 | 1255.3325 | 480.9444 | 105.3881 | 669 | 0 | 0 | 0
Hinesburg | 4698 | 6153.5093 | 38387.152 | 32647.6376 | 65% | 10% | 25% | 0% | 0% | 0% | 22.508 | 16.595 | 1.6579 | 4.2551 | 0 | 0 | 0 | 111.6526 | 68.7063 | 26.2213 | 16.725 | 0 | 0 | 0 | 1189.2764 | 480.9444 | 39.3319 | 669 | 0 | 0 | 0 |  |  | 15.4076 |  |  | 1
Huntington | 1934 | 1740.8003 | 7486.144 | 25610.239 | 65% | 10% | 25% | 0% | 0% | 0% | 17.4101 | 13.3281 | 0.66452 | 3.4175 | 0 | 0 | 0 | 95.617 | 68.7063 | 10.1857 | 16.725 | 0 | 0 | 0 | 1165.2229 | 480.9444 | 15.2785 | 669 | 0 | 0 | 0 |  |  | 2.1959 |  |  | 1
Jericho | 5104 | 8308.1329 | 23333.275 | 33881.4723 | 65% | 10% | 25% | 0% | 0% | 0% | 23.4755 | 17.0749 | 2.0225 | 4.3782 | 0 | 0 | 0 | 121.4146 | 68.7063 | 35.9833 | 16.725 | 0 | 0 | 0 | 1203.9193 | 480.9444 | 53.9749 | 669 | 0 | 0 | 0 |  |  | 7.1171 |  |  | 1
Milton | 10723 | 93500.7535 | 77238.575 | 48254.2374 | 65% | 10% | 25% | 0% | 0% | 0% | 0 | 0 | 0 | 0 | 0 | 0 | 0 | 156.4666 | 68.7063 | 71.0353 | 16.725 | 0 | 0 | 0 | 1256.4974 | 480.9444 | 106.5529 | 669 | 0 | 0 | 0 |  |  | 50.3026
Richmond | 4167 | 5973.3454 | 19705.962 | 31218.0905 | 65% | 10% | 25% | 0% | 0% | 0% | 21.4439 | 15.9674 | 1.3823 | 4.0942 | 0 | 0 | 0 | 105.701 | 68.7063 | 20.2697 | 16.725 | 0 | 0 | 0 | 1180.349 | 480.9444 | 30.4045 | 669 | 0 | 0 | 0 |  |  | 11.6546 |  |  | 1
Shelburne | 7717 | 8618.0267 | 56692.037 | 40740.8755 | 65% | 10% | 25% | 0% | 0% | 0% | 28.5205 | 20.1633 | 3.1872 | 5.1701 | 0 | 0 | 0 | 144.2155 | 68.7063 | 58.7841 | 16.725 | 0 | 0 | 0 | 1238.1207 | 480.9444 | 88.1762 | 669 | 0 | 0 | 0 |  |  | 52.3888
South Burlington | 20292 | 23465.412 | 200329.639 | 74060.9332 | 65% | 10% | 25% | 0% | 0% | 0% | 53.1375 | 35.0262 | 9.1303 | 8.9811 | 0 | 0 | 0 | 265.393 | 68.7063 | 179.9616 | 16.725 | 0 | 0 | 0 | 1419.8869 | 480.9444 | 269.9424 | 669 | 0 | 0 | 0 |  |  | 194.3306
St. George | 794 | 800.6596 | 3208.869 | 22708.793 | 65% | 10% | 25% | 0% | 0% | 0% | 15.3087 | 11.9807 | 0.25601 | 3.072 | 0 | 0 | 0 | 89.0439 | 68.7063 | 3.6125 | 16.725 | 0 | 0 | 0 | 1155.3632 | 480.9444 | 5.4188 | 669 | 0 | 0 | 0 |  |  | 0 |  |  | 1
Underhill | 3129 | 2709.3629 | 11998.697 | 28647.9903 | 65% | 10% | 25% | 0% | 0% | 0% | 19.6089 | 14.7406 | 1.0887 | 3.7796 | 0 | 0 | 0 | 102.3712 | 68.7063 | 16.9399 | 16.725 | 0 | 0 | 0 | 1175.3543 | 480.9444 | 25.4098 | 669 | 0 | 0 | 0 |  |  | 3.7736 |  |  | 1
Westford | 2062 | 1406.3611 | 8676.665 | 26016.8474 | 65% | 10% | 25% | 0% | 0% | 0% | 17.7344 | 13.4794 | 0.79871 | 3.4563 | 0 | 0 | 0 | 99.3467 | 68.7063 | 13.9153 | 16.725 | 0 | 0 | 0 | 1170.8174 | 480.9444 | 20.873 | 669 | 0 | 0 | 0 |  |  | 1.972 |  |  | 1
Williston | 10103 | 17371.1917 | 120455.706 | 48573.5478 | 65% | 10% | 25% | 0% | 0% | 0% | 34.8419 | 22.9834 | 5.9653 | 5.8932 | 0 | 0 | 0 | 223.1107 | 68.7063 | 137.6793 | 16.725 | 0 | 0 | 0 | 1356.4634 | 480.9444 | 206.519 | 669 | 0 | 0 | 0 |  |  | 165.9562
Winooski | 7997 | 2286.1366 | 42856.093 | 40551.9751 | 65% | 10% | 25% | 0% | 0% | 0% | 28.0516 | 20.4942 | 2.3024 | 5.2549 | 0 | 0 | 0 | 112.464 | 68.7063 | 27.0326 | 16.725 | 0 | 0 | 0 | 1190.4934 | 480.9444 | 40.5489 | 669 | 0 | 0 | 0 |  |  | 21.2337 |  |  | 1
Totals | 168165 | 598399.0076 | 1429223.178 | 803605 | 522343.25 | 80360.5 | 200901.25 | 0 | 0 | 0 | 435.4967 | 309.8796 | 46.1609 | 79.4563 | 0 | 0 | 0 | 2609.191 | 1236.7143 | 1071.4267 | 301.05 | 0 | 0 | 0 | 22306.14 | 8657 | 1607.14 | 12042 | 0 | 0 | 0
Town allocations based on population, existing generation, and energy demand (multipliers in B3 through D3) and land available (B2, one minus sum of other three multipliers), all energy values annual
Note on AH2: [Threaded comment] Your version of Excel allows you to read this threaded comment; however, any edits to it will get removed if the file is opened in a newer version of Excel. Learn more: https://go.microsoft.com/fwlink/?linkid=870924 Comment: Per 2022 VELCO LRTP
Note on AI2: [Threaded comment] Your version of Excel allows you to read this threaded comment; however, any edits to it will get removed if the file is opened in a newer version of Excel. Learn more: https://go.microsoft.com/fwlink/?linkid=870924 Comment: Based on distribution transformer capacity alone, per DUs
Note on AK2: [Threaded comment] Your version of Excel allows you to read this threaded comment; however, any edits to it will get removed if the file is opened in a newer version of Excel. Learn more: https://go.microsoft.com/fwlink/?linkid=870924 Comment: Per 2022 VELCO LRTP
Note on AL2: [Threaded comment] Your version of Excel allows you to read this threaded comment; however, any edits to it will get removed if the file is opened in a newer version of Excel. Learn more: https://go.microsoft.com/fwlink/?linkid=870924 Comment: Assume $1 million per distribution transformer

## CVRPC
In-state gen: 25% | CVRPC | 119117.8379 | 163094.434 | Incremental Regional Energy Target | [5 empty] | (leads to calculation of:) | Incremental Regional Capacity Target (MW) | [5 empty] | (must be less than:) | Resource Available (MW) | [5 empty] | (is calculated from:) | Land Available (Acres) | [5 empty] | (prime land and 3-Φ proximity optional) | Grid Headroom (MW) |  |  | Grid Upgrade Costs
Target Year: 2050 | Land Multiplier: 50.0% | Existing ↑ Gen (MWh) | Incremental ↑ Gen (MWh) | Energy Target (MWh) | Solar | Rooftop Solar | Wind | Natural Gas | Biomass | Hydro | Capacity Target (MW) | Solar | Rooftop Solar | Wind | Natural Gas | Biomass | Hydro | Resource Available (MW) | Solar | Rooftop Solar | Wind | Natural Gas | Biomass | Hydro | Land Available (Acres) | Solar | Rooftop Solar | Wind | Natural Gas | Biomass | Hydro | Limiting Value | Transmission Headroom | Distribution Headroom | Total | Transmission Costs (mil. $) | Distribution Costs (mil. $)
Multipliers: | 50% | 0% | 0% | 418531 | 65% | 10% | 25% | 0% | 0% | 0% | 293.072 | 207.0359 | 32.95 | 53.0861 | 0 | 0 | 0 | 0 | 0 | 0 | 0 | 0 | 0 | 0 | 515648 | 0 | 0 | 0 | 0 | 0 | 0 | 41.5 | 41.5 | 267.505 | 46100000 | 40.1 | 6
Town Plans | Population | Existing Gen (MWh) | Demand (MWh) | Enter values by town as available to override calcs below | [6 empty] | Enter values by town as available to override calcs below | [6 empty] | Enter values by town as available to override calcs below | [6 empty] | Enter values by resource type, by town to override default
Barre City | [24 empty] | 2528
Barre Town | [24 empty] | 19584
Berlin | [24 empty] | 23232
Cabot | [24 empty] | 23872
Calais | [24 empty] | 24320
Duxbury | [24 empty] | 27456
East Montpelier | [24 empty] | 20416
Fayston | [24 empty] | 23360
Marshfield | [24 empty] | 27776
Middlesex | [24 empty] | 25408
Montpelier | [24 empty] | 6432
Moretown | [24 empty] | 25536
Northfield | [24 empty] | 27840
Orange | [24 empty] | 24832
Plainfield | [24 empty] | 13440
Roxbury | [24 empty] | 26752
Waitsfield | [24 empty] | 17088
Warren | [24 empty] | 25536
Washington | [24 empty] | 24896
Waterbury | [24 empty] | 30848
Williamstown | [24 empty] | 25728
Woodbury | [24 empty] | 24000
Worcester | [24 empty] | 24768
Town Allocations | 2020 population | 1/31/23 DG+ survey | 2021 demand (EVT) | All values automatically calculated based on inputs
Barre City | 8491 | 10879.1257 | 91943.402 | 28224.0239 | 65% | 10% | 25% | 0% | 0% | 0% | 21.4044 | 13.9617 | 3.8628 | 3.5799 | 0 | 0 | 0 | 51.085 | 0 | 51.085 | 0 | 0 | 0 | 0 | 2604.6275 | 0 | 76.6275 | 0 | 0 | 0 | 0 |  |  | 53.513
Barre Town | 7923 | 1255.1538 | 16130.738 | 33328.6795 | 65% | 10% | 25% | 0% | 0% | 0% | 24.9919 | 16.4868 | 4.2777 | 4.2274 | 0 | 0 | 0 | 67.6203 | 0 | 67.6203 | 0 | 0 | 0 | 0 | 19685.4304 | 0 | 101.4304 | 0 | 0 | 0 | 0 |  |  | 40.2272
Berlin | 2849 | 3851.2814 | 40129.369 | 18559.1225 | 65% | 10% | 25% | 0% | 0% | 0% | 13.8266 | 9.1807 | 2.2919 | 2.354 | 0 | 0 | 0 | 46.6503 | 0 | 46.6503 | 0 | 0 | 0 | 0 | 23301.9754 | 0 | 69.9754 | 0 | 0 | 0 | 0 |  |  | 41.8773
Cabot | 1443 | 1152.5528 | 18521.513 | 14300.2131 | 65% | 10% | 25% | 0% | 0% | 0% | 9.7418 | 7.0739 | 0.85403 | 1.8138 | 0 | 0 | 0 | 14.536 | 0 | 14.536 | 0 | 0 | 0 | 0 | 23893.8041 | 0 | 21.8041 | 0 | 0 | 0 | 0 |  |  | 5.0122 |  |  | 1
Calais | 1661 | 673.7535 | 4934.866 | 15176.736 | 65% | 10% | 25% | 0% | 0% | 0% | 10.1993 | 7.5075 | 0.76675 | 1.925 | 0 | 0 | 0 | 10.3222 | 0 | 10.3222 | 0 | 0 | 0 | 0 | 24335.4834 | 0 | 15.4834 | 0 | 0 | 0 | 0 |  |  | 0.48604 |  |  | 1
Duxbury | 1413 | 824.5938 | 5763.888 | 15652.8076 | 65% | 10% | 25% | 0% | 0% | 0% | 10.3613 | 7.743 | 0.63288 | 1.9854 | 0 | 0 | 0 | 8.2065 | 0 | 8.2065 | 0 | 0 | 0 | 0 | 27468.3098 | 0 | 12.3098 | 0 | 0 | 0 | 0 |  |  | 18.4734
East Montpelier | 2598 | 3798.3767 | 11458.403 | 16602.8383 | 65% | 10% | 25% | 0% | 0% | 0% | 11.8832 | 8.213 | 1.5643 | 2.1059 | 0 | 0 | 0 | 26.9633 | 0 | 26.9633 | 0 | 0 | 0 | 0 | 20456.4449 | 0 | 40.4449 | 0 | 0 | 0 | 0 |  |  | 7.7835 |  |  | 1
Fayston | 1364 | 623.7558 | 8581.981 | 13837.0011 | 65% | 10% | 25% | 0% | 0% | 0% | 9.2704 | 6.8448 | 0.67054 | 1.7551 | 0 | 0 | 0 | 9.6883 | 0 | 9.6883 | 0 | 0 | 0 | 0 | 23374.5325 | 0 | 14.5325 | 0 | 0 | 0 | 0 |  |  | 27.0332
Marshfield | 1583 | 973.5807 | 6118.53 | 16328.3576 | 65% | 10% | 25% | 0% | 0% | 0% | 10.9307 | 8.0772 | 0.78245 | 2.0711 | 0 | 0 | 0 | 11.3698 | 0 | 11.3698 | 0 | 0 | 0 | 0 | 27793.0547 | 0 | 17.0547 | 0 | 0 | 0 | 0 |  |  | 2.1531 |  |  | 1
Middlesex | 1779 | 1066.4831 | 8372.534 | 15997.1173 | 65% | 10% | 25% | 0% | 0% | 0% | 10.8445 | 7.9133 | 0.90206 | 2.0291 | 0 | 0 | 0 | 13.4512 | 0 | 13.4512 | 0 | 0 | 0 | 0 | 25428.1769 | 0 | 20.1769 | 0 | 0 | 0 | 0 |  |  | 8.5809 |  |  | 1
Montpelier | 8074 | 7463.0202 | 70854.216 | 28470.5024 | 65% | 10% | 25% | 0% | 0% | 0% | 21.3766 | 14.0836 | 3.6818 | 3.6112 | 0 | 0 | 0 | 48.8334 | 0 | 48.8334 | 0 | 0 | 0 | 0 | 6505.2501 | 0 | 73.2501 | 0 | 0 | 0 | 0 |  |  | 34.1973
Moretown | 1753 | 999.5562 | 7335.301 | 15963.8992 | 65% | 10% | 25% | 0% | 0% | 0% | 10.7118 | 7.8969 | 0.79009 | 2.0248 | 0 | 0 | 0 | 10.3272 | 0 | 10.3272 | 0 | 0 | 0 | 0 | 25551.4908 | 0 | 15.4908 | 0 | 0 | 0 | 0 |  |  | 27.8354
Northfield | 5918 | 1637.6822 | 31175.909 | 30236.3922 | 65% | 10% | 25% | 0% | 0% | 0% | 21.3042 | 14.9571 | 2.512 | 3.8352 | 0 | 0 | 0 | 30.261 | 0 | 30.261 | 0 | 0 | 0 | 0 | 27885.3915 | 0 | 45.3915 | 0 | 0 | 0 | 0
Orange | 1048 | 1558.9559 | 4060.493 | 13421.228 | 65% | 10% | 25% | 0% | 0% | 0% | 8.8653 | 6.6391 | 0.52383 | 1.7023 | 0 | 0 | 0 | 7.6996 | 0 | 7.6996 | 0 | 0 | 0 | 0 | 24843.5494 | 0 | 11.5494 | 0 | 0 | 0 | 0 |  |  | 0.33235 |  |  | 1
Plainfield | 1236 | 883.3687 | 6136.611 | 9407.0806 | 65% | 10% | 25% | 0% | 0% | 0% | 6.4718 | 4.6534 | 0.62521 | 1.1932 | 0 | 0 | 0 | 9.3005 | 0 | 9.3005 | 0 | 0 | 0 | 0 | 13453.9508 | 0 | 13.9508 | 0 | 0 | 0 | 0 |  |  | 0.85479 |  |  | 1
Roxbury | 678 | 340.9699 | 2908.571 | 13014.0944 | 65% | 10% | 25% | 0% | 0% | 0% | 8.4446 | 6.4377 | 0.3562 | 1.6507 | 0 | 0 | 0 | 5.4941 | 0 | 5.4941 | 0 | 0 | 0 | 0 | 26760.2412 | 0 | 8.2412 | 0 | 0 | 0 | 0
Waitsfield | 1844 | 3477.7901 | 16487.092 | 12835.0827 | 65% | 10% | 25% | 0% | 0% | 0% | 8.9902 | 6.3492 | 1.0131 | 1.628 | 0 | 0 | 0 | 16.2552 | 0 | 16.2552 | 0 | 0 | 0 | 0 | 17112.3828 | 0 | 24.3828 | 0 | 0 | 0 | 0 |  |  | 6.6123 |  |  | 1
Warren | 1977 | 2189.5708 | 36356.049 | 16685.6954 | 65% | 10% | 25% | 0% | 0% | 0% | 11.4982 | 8.254 | 1.1278 | 2.1164 | 0 | 0 | 0 | 18.664 | 0 | 18.664 | 0 | 0 | 0 | 0 | 25563.996 | 0 | 27.996 | 0 | 0 | 0 | 0 |  |  | 56.3943
Washington | 1032 | 357.6182 | 4112.868 | 13396.6484 | 65% | 10% | 25% | 0% | 0% | 0% | 8.8837 | 6.627 | 0.55749 | 1.6992 | 0 | 0 | 0 | 8.8167 | 0 | 8.8167 | 0 | 0 | 0 | 0 | 24909.2251 | 0 | 13.2251 | 0 | 0 | 0 | 0 |  |  | 1.1136 |  |  | 1
Waterbury | 5331 | 64658.5974 | 47901.553 | 29581.3467 | 65% | 10% | 25% | 0% | 0% | 0% | 20.9802 | 14.6331 | 2.5951 | 3.7521 | 0 | 0 | 0 | 37.1061 | 0 | 37.1061 | 0 | 0 | 0 | 0 | 30903.6592 | 0 | 55.6592 | 0 | 0 | 0 | 0 |  |  | 60.615
Williamstown | 3515 | 9186.2844 | 16517.886 | 21688.8646 | 65% | 10% | 25% | 0% | 0% | 0% | 15.2312 | 10.7289 | 1.7513 | 2.751 | 0 | 0 | 0 | 25.6584 | 0 | 25.6584 | 0 | 0 | 0 | 0 | 25766.4876 | 0 | 38.4876 | 0 | 0 | 0 | 0 |  |  | 4.215 |  |  | 1
Woodbury | 928 | 148.0983 |  | 12698.4717 | 65% | 10% | 25% | 0% | 0% | 0% | 8.2958 | 6.2816 | 0.40351 | 1.6107 | 0 | 0 | 0 | 5.0301 | 0 | 5.0301 | 0 | 0 | 0 | 0 | 24007.5451 | 0 | 7.5451 | 0 | 0 | 0 | 0
Worcester | 964 | 1117.6683 | 3308.41 | 13124.797 | 65% | 10% | 25% | 0% | 0% | 0% | 8.5643 | 6.4925 | 0.4071 | 1.6647 | 0 | 0 | 0 | 4.8676 | 0 | 4.8676 | 0 | 0 | 0 | 0 | 24775.3015 | 0 | 7.3015 | 0 | 0 | 0 | 0 |  |  | 5.9792 |  |  | 1
Totals | 65402 | 119117.8379 | 459110.183 | 418531 | 272045.15 | 41853.1 | 104632.75 | 0 | 0 | 0 | 293.072 | 207.0359 | 32.95 | 53.0861 | 0 | 0 | 0 | 488.207 | 0 | 488.207 | 0 | 0 | 0 | 0 | 516380.3105 | 0 | 732.3105 | 0 | 0 | 0 | 0
Town allocations based on population, existing generation, and energy demand (multipliers in B3 through D3) and land available (B2, one minus sum of other three multipliers), all energy values annual
Note on AH2: [Threaded comment] Your version of Excel allows you to read this threaded comment; however, any edits to it will get removed if the file is opened in a newer version of Excel. Learn more: https://go.microsoft.com/fwlink/?linkid=870924 Comment: Per 2022 VELCO LRTP
Note on AI2: [Threaded comment] Your version of Excel allows you to read this threaded comment; however, any edits to it will get removed if the file is opened in a newer version of Excel. Learn more: https://go.microsoft.com/fwlink/?linkid=870924 Comment: Based on distribution transformer capacity alone, per DUs
Note on AK2: [Threaded comment] Your version of Excel allows you to read this threaded comment; however, any edits to it will get removed if the file is opened in a newer version of Excel. Learn more: https://go.microsoft.com/fwlink/?linkid=870924 Comment: Per 2022 VELCO LRTP
Note on AL2: [Threaded comment] Your version of Excel allows you to read this threaded comment; however, any edits to it will get removed if the file is opened in a newer version of Excel. Learn more: https://go.microsoft.com/fwlink/?linkid=870924 Comment: Assume $1 million per distribution transformer

## LCPC
In-state gen: 25% | LCPC | 47293.5611 | 87187.8496 | Incremental Regional Energy Target | [5 empty] | (leads to calculation of:) | Incremental Regional Capacity Target (MW) | [5 empty] | (must be less than:) | Resource Available (MW) | [5 empty] | (is calculated from:) | Land Available (Acres) | [5 empty] | (prime land and 3-Φ proximity optional) | Grid Headroom (MW) |  |  | Grid Upgrade Costs
Target Year: 2050 | Land Multiplier: 50.0% | Existing ↑ Gen (MWh) | Incremental ↑ Gen (MWh) | Energy Target (MWh) | Solar | Rooftop Solar | Wind | Natural Gas | Biomass | Hydro | Capacity Target (MW) | Solar | Rooftop Solar | Wind | Natural Gas | Biomass | Hydro | Resource Available (MW) | Solar | Rooftop Solar | Wind | Natural Gas | Biomass | Hydro | Land Available (Acres) | Solar | Rooftop Solar | Wind | Natural Gas | Biomass | Hydro | Limiting Value | Transmission Headroom | Distribution Headroom | Total | Transmission Costs (mil. $) | Distribution Costs (mil. $)
Multipliers: | 50% | 0% | 0% | 170144 | 65% | 10% | 25% | 0% | 0% | 0% | 119.1416 | 84.1656 | 13.3951 | 21.5809 | 0 | 0 | 0 | 0 | 0 | 0 | 0 | 0 | 0 | 0 | 293683.2 | 0 | 0 | 0 | 0 | 0 | 0 | 20.5557 | 25.5 | 20.5557 | 195100000 | 187.1 | 8
Town Plans | Population | Existing Gen (MWh) | Demand (MWh) | Enter values by town as available to override calcs below | [6 empty] | Enter values by town as available to override calcs below | [6 empty] | Enter values by town as available to override calcs below | [6 empty] | Enter values by resource type, by town to override default
Belvidere | [24 empty] | 20537.6
Cambridge | [24 empty] | 40441.6
Eden | [24 empty] | 40512
Elmore | [24 empty] | 25024
Hyde Park | [24 empty] | 24064
Johnson | [24 empty] | 28608
Morristown | [24 empty] | 32736
Stowe | [24 empty] | 46464
Waterville | [24 empty] | 10464
Wolcott | [24 empty] | 24832
Town Allocations | 2020 population | 1/31/23 DG+ survey | 2021 demand (EVT) | All values automatically calculated based on inputs
Belvidere | 358 | 77.0004 | 1469.516 | 7116.9987 | 65% | 10% | 25% | 0% | 0% | 0% | 4.5709 | 3.5206 | 0.14758 | 0.90271 | 0 | 0 | 0 | 1.8587 | 0 | 1.8587 | 0 | 0 | 0 | 0 | 20540.3881 | 0 | 2.7881 | 0 | 0 | 0 | 0 |  |  | 0 |  |  | 1
Cambridge | 3839 | 3490.8315 | 31539.469 | 24302.1153 | 65% | 10% | 25% | 0% | 0% | 0% | 16.9799 | 12.0216 | 1.8758 | 3.0825 | 0 | 0 | 0 | 29.8124 | 0 | 29.8124 | 0 | 0 | 0 | 0 | 40486.3186 | 0 | 44.7186 | 0 | 0 | 0 | 0 |  |  | 4.2933 |  |  | 1
Eden | 1338 | 347.9866 | 5665.468 | 16112.3983 | 65% | 10% | 25% | 0% | 0% | 0% | 10.5969 | 7.9704 | 0.58283 | 2.0437 | 0 | 0 | 0 | 7.9996 | 0 | 7.9996 | 0 | 0 | 0 | 0 | 40523.9994 | 0 | 11.9994 | 0 | 0 | 0 | 0 |  |  | 0 |  |  | 1
Elmore | 886 | 141.3457 | 2742.065 | 10148.1655 | 65% | 10% | 25% | 0% | 0% | 0% | 6.714 | 5.02 | 0.40678 | 1.2872 | 0 | 0 | 0 | 5.9994 | 0 | 5.9994 | 0 | 0 | 0 | 0 | 25032.9991 | 0 | 8.9991 | 0 | 0 | 0 | 0
Hyde Park | 3020 | 10485.3817 | 2172.106 | 16875.9979 | 65% | 10% | 25% | 0% | 0% | 0% | 12.0172 | 8.3481 | 1.5286 | 2.1405 | 0 | 0 | 0 | 25.2344 | 0 | 25.2344 | 0 | 0 | 0 | 0 | 24101.8515 | 0 | 37.8515 | 0 | 0 | 0 | 0 |  |  | 3.1631 |  |  | 1
Johnson | 3491 | 1139.6756 | 17587.64 | 19733.6151 | 65% | 10% | 25% | 0% | 0% | 0% | 13.8109 | 9.7617 | 1.5463 | 2.503 | 0 | 0 | 0 | 21.7342 | 0 | 21.7342 | 0 | 0 | 0 | 0 | 28640.6013 | 0 | 32.6013 | 0 | 0 | 0 | 0 |  |  | 0 |  |  | 1
Morristown | 5434 | 23354.066 | 53442.878 | 27314.9067 | 65% | 10% | 25% | 0% | 0% | 0% | 20.1135 | 13.5119 | 3.137 | 3.4646 | 0 | 0 | 0 | 58.4301 | 0 | 58.4301 | 0 | 0 | 0 | 0 | 32823.6452 | 0 | 87.6452 | 0 | 0 | 0 | 0 |  |  | 9.3352 |  |  | 1
Stowe | 5223 | 3862.781 | 79879.676 | 30595.0833 | 65% | 10% | 25% | 0% | 0% | 0% | 22.0966 | 15.1346 | 3.0814 | 3.8807 | 0 | 0 | 0 | 58.3922 | 0 | 58.3922 | 0 | 0 | 0 | 0 | 46551.5883 | 0 | 87.5883 | 0 | 0 | 0 | 0 |  |  | 3.7641 |  |  | 1
Waterville | 686 | 160.6628 | 2620.031 | 5278.9248 | 65% | 10% | 25% | 0% | 0% | 0% | 3.5899 | 2.6113 | 0.30901 | 0.66957 | 0 | 0 | 0 | 4.4449 | 0 | 4.4449 | 0 | 0 | 0 | 0 | 10470.6674 | 0 | 6.6674 | 0 | 0 | 0 | 0 |  |  | 0 |  |  | 1
Wolcott | 1670 | 4233.8298 |  | 12665.7945 | 65% | 10% | 25% | 0% | 0% | 0% | 8.6518 | 6.2654 | 0.77987 | 1.6065 | 0 | 0 | 0 | 11.7508 | 0 | 11.7508 | 0 | 0 | 0 | 0 | 24849.6262 | 0 | 17.6262 | 0 | 0 | 0 | 0
Totals | 25945 | 47293.5611 | 197118.849 | 170144 | 110593.6 | 17014.4 | 42536 | 0 | 0 | 0 | 119.1416 | 84.1656 | 13.3951 | 21.5809 | 0 | 0 | 0 | 225.6568 | 0 | 225.6568 | 0 | 0 | 0 | 0 | 294021.6852 | 0 | 338.4852 | 0 | 0 | 0 | 0
Town allocations based on population, existing generation, and energy demand (multipliers in B3 through D3) and land available (B2, one minus sum of other three multipliers), all energy values annual
Note on AH2: [Threaded comment] Your version of Excel allows you to read this threaded comment; however, any edits to it will get removed if the file is opened in a newer version of Excel. Learn more: https://go.microsoft.com/fwlink/?linkid=870924 Comment: Per 2022 VELCO LRTP
Note on AI2: [Threaded comment] Your version of Excel allows you to read this threaded comment; however, any edits to it will get removed if the file is opened in a newer version of Excel. Learn more: https://go.microsoft.com/fwlink/?linkid=870924 Comment: Based on distribution transformer capacity alone, per DUs
Note on AK2: [Threaded comment] Your version of Excel allows you to read this threaded comment; however, any edits to it will get removed if the file is opened in a newer version of Excel. Learn more: https://go.microsoft.com/fwlink/?linkid=870924 Comment: Per 2022 VELCO LRTP
Note on AL2: [Threaded comment] Your version of Excel allows you to read this threaded comment; however, any edits to it will get removed if the file is opened in a newer version of Excel. Learn more: https://go.microsoft.com/fwlink/?linkid=870924 Comment: Assume $1 million per distribution transformer

## MARC
In-state gen: 25% | MARC | 44659.1326 | 68427.5228 | Incremental Regional Energy Target | [5 empty] | (leads to calculation of:) | Incremental Regional Capacity Target (MW) | [5 empty] | (must be less than:) | Resource Available (MW) | [5 empty] | (is calculated from:) | Land Available (Acres) | [5 empty] | (prime land and 3-Φ proximity optional) | Grid Headroom (MW) |  |  | Grid Upgrade Costs
Target Year: 2050 | Land Multiplier: 50.0% | Existing ↑ Gen (MWh) | Incremental ↑ Gen (MWh) | Energy Target (MWh) | Solar | Rooftop Solar | Wind | Natural Gas | Biomass | Hydro | Capacity Target (MW) | Solar | Rooftop Solar | Wind | Natural Gas | Biomass | Hydro | Resource Available (MW) | Solar | Rooftop Solar | Wind | Natural Gas | Biomass | Hydro | Land Available (Acres) | Solar | Rooftop Solar | Wind | Natural Gas | Biomass | Hydro | Limiting Value | Transmission Headroom | Distribution Headroom | Total | Transmission Costs (mil. $) | Distribution Costs (mil. $)
Multipliers: | 50% | 0% | 0% | 194642 | 83.8% | 10% | 3.2% | 0% | 0% | 3% | 143.9494 | 124.1324 | 15.3237 | 3.1601 | 0 | 0 | 1.3332 | 0 | 0 | 0 | 0 | 0 | 0 | 0 | 219008 | 0 | 0 | 0 | 0 | 0 | 0 | 93.2958 | 126.6 | 93.2958 | 25000000 | 16 | 9
Town Plans | Population | Existing Gen (MWh) | Demand (MWh) | Enter values by town as available to override calcs below | [6 empty] | Enter values by town as available to override calcs below | [6 empty] | Enter values by town as available to override calcs below | [6 empty] | Enter values by resource type, by town to override default
Andover | [24 empty] | 18304
Baltimore | [24 empty] | 3008
Cavendish | [24 empty] | 25280
Chester | [24 empty] | 35648
Ludlow | [24 empty] | 22528
Reading | [24 empty] | 26560
Springfield | [24 empty] | 31552
Weathersfield | [24 empty] | 27904
West Windsor | [24 empty] | 15744
Windsor | [24 empty] | 12480
Town Allocations | 2020 population | 1/31/23 DG+ survey | 2021 demand (EVT) | All values automatically calculated based on inputs
Andover | 568 | 370.8634 | 3255.342 | 10349.4648 | 83.8% | 10% | 3.2% | 0% | 0% | 3% | 7.2011 | 6.6003 | 0.36189 | 0.16803 | 0 | 0 | 0.070887 | 4.8914 | 0 | 4.8914 | 0 | 0 | 0 | 0 | 18311.337 | 0 | 7.337 | 0 | 0 | 0 | 0 |  |  | 3.2979 |  |  | 1
Baltimore | 229 | 73.0584 |  | 2232.1124 | 83.8% | 10% | 3.2% | 0% | 0% | 3% | 1.5912 | 1.4235 | 0.1162 | 0.036239 | 0 | 0 | 0.015288 | 1.1943 | 0 | 1.1943 | 0 | 0 | 0 | 0 | 3009.7915 | 0 | 1.7915 | 0 | 0 | 0 | 0 |  |  | 0.49923 |  |  | 1
Cavendish | 1392 | 1232.1904 | 7032.774 | 16675.8788 | 83.8% | 10% | 3.2% | 0% | 0% | 3% | 11.9207 | 10.635 | 0.90071 | 0.27074 | 0 | 0 | 0.11422 | 12.3493 | 0 | 12.3493 | 0 | 0 | 0 | 0 | 25298.524 | 0 | 18.524 | 0 | 0 | 0 | 0 |  |  | 4.4175 |  |  | 1
Chester | 3005 | 5501.5472 | 20334.735 | 27598.6735 | 83.8% | 10% | 3.2% | 0% | 0% | 3% | 20.058 | 17.601 | 1.8199 | 0.44808 | 0 | 0 | 0.18903 | 23.4 | 0 | 23.4 | 0 | 0 | 0 | 0 | 35683.1 | 0 | 35.1 | 0 | 0 | 0 | 0 |  |  | 7.9525 |  |  | 1
Ludlow | 2172 | 678.2474 | 14673.687 | 18520.9919 | 83.8% | 10% | 3.2% | 0% | 0% | 3% | 14.1167 | 11.8117 | 1.8774 | 0.3007 | 0 | 0 | 0.12686 | 31.6266 | 0 | 31.6266 | 0 | 0 | 0 | 0 | 22575.44 | 0 | 47.44 | 0 | 0 | 0 | 0 |  |  | 13.7854 |  |  | 1
Reading | 687 | 265.9273 | 4830.096 | 14479.5686 | 83.8% | 10% | 3.2% | 0% | 0% | 3% | 9.9985 | 9.2343 | 0.42991 | 0.23508 | 0 | 0 | 0.099175 | 5.7119 | 0 | 5.7119 | 0 | 0 | 0 | 0 | 26568.5679 | 0 | 8.5679 | 0 | 0 | 0 | 0 |  |  | 2.9746 |  |  | 1
Springfield | 9062 | 18999.4676 | 64262.135 | 49522.5989 | 83.8% | 10% | 3.2% | 0% | 0% | 3% | 38.1261 | 31.5829 | 5.4 | 0.80402 | 0 | 0 | 0.3392 | 68.2558 | 0 | 68.2558 | 0 | 0 | 0 | 0 | 31654.3838 | 0 | 102.3838 | 0 | 0 | 0 | 0 |  |  | 40.2395
Weathersfield | 2842 | 3777.7631 | 14535.066 | 23521.0471 | 83.8% | 10% | 3.2% | 0% | 0% | 3% | 17.1395 | 15.0005 | 1.5961 | 0.38187 | 0 | 0 | 0.1611 | 18.8549 | 0 | 18.8549 | 0 | 0 | 0 | 0 | 27932.2824 | 0 | 28.2824 | 0 | 0 | 0 | 0 |  |  | 10.3167 |  |  | 1
West Windsor | 1344 | 1505.8571 | 7956.536 | 12256.1952 | 83.8% | 10% | 3.2% | 0% | 0% | 3% | 8.9818 | 7.8164 | 0.88256 | 0.19898 | 0 | 0 | 0.083947 | 12.2615 | 0 | 12.2615 | 0 | 0 | 0 | 0 | 15762.3923 | 0 | 18.3923 | 0 | 0 | 0 | 0 |  |  | 6.3236 |  |  | 1
Windsor | 3559 | 12254.2107 | 25604.606 | 19485.4689 | 83.8% | 10% | 3.2% | 0% | 0% | 3% | 14.8156 | 12.4268 | 1.939 | 0.31635 | 0 | 0 | 0.13346 | 22.0479 | 0 | 22.0479 | 0 | 0 | 0 | 0 | 12513.0718 | 0 | 33.0718 | 0 | 0 | 0 | 0 |  |  | 3.4888 |  |  | 1
Totals | 24860 | 44659.1326 | 162484.977 | 194642 | 163109.996 | 19464.2 | 6228.544 | 0 | 0 | 5839.26 | 143.9494 | 124.1324 | 15.3237 | 3.1601 | 0 | 0 | 1.3332 | 200.5937 | 0 | 200.5937 | 0 | 0 | 0 | 0 | 219308.8906 | 0 | 300.8906 | 0 | 0 | 0 | 0
Town allocations based on population, existing generation, and energy demand (multipliers in B3 through D3) and land available (B2, one minus sum of other three multipliers), all energy values annual
Note on AH2: [Threaded comment] Your version of Excel allows you to read this threaded comment; however, any edits to it will get removed if the file is opened in a newer version of Excel. Learn more: https://go.microsoft.com/fwlink/?linkid=870924 Comment: Per 2022 VELCO LRTP
Note on AI2: [Threaded comment] Your version of Excel allows you to read this threaded comment; however, any edits to it will get removed if the file is opened in a newer version of Excel. Learn more: https://go.microsoft.com/fwlink/?linkid=870924 Comment: Based on distribution transformer capacity alone, per DUs
Note on AK2: [Threaded comment] Your version of Excel allows you to read this threaded comment; however, any edits to it will get removed if the file is opened in a newer version of Excel. Learn more: https://go.microsoft.com/fwlink/?linkid=870924 Comment: Per 2022 VELCO LRTP
Note on AL2: [Threaded comment] Your version of Excel allows you to read this threaded comment; however, any edits to it will get removed if the file is opened in a newer version of Excel. Learn more: https://go.microsoft.com/fwlink/?linkid=870924 Comment: Assume $1 million per distribution transformer

## NRPC
In-state gen: 25% | NRPC | 287134.7903 | -38490.4662 | Incremental Regional Energy Target | [5 empty] | (leads to calculation of:) | Incremental Regional Capacity Target (MW) | [5 empty] | (must be less than:) | Resource Available (MW) | [5 empty] | (is calculated from:) | Land Available (Acres) | [5 empty] | (prime land and 3-Φ proximity optional) | Grid Headroom (MW) |  |  | Grid Upgrade Costs
Target Year: 2050 | Land Multiplier: 50.0% | Existing ↑ Gen (MWh) | Incremental ↑ Gen (MWh) | Energy Target (MWh) | Solar | Rooftop Solar | Wind | Natural Gas | Biomass | Hydro | Capacity Target (MW) | Solar | Rooftop Solar | Wind | Natural Gas | Biomass | Hydro | Resource Available (MW) | Solar | Rooftop Solar | Wind | Natural Gas | Biomass | Hydro | Land Available (Acres) | Solar | Rooftop Solar | Wind | Natural Gas | Biomass | Hydro | Limiting Value | Transmission Headroom | Distribution Headroom | Total | Transmission Costs (mil. $) | Distribution Costs (mil. $)
Multipliers: | 50% | 0% | 0% | 318110.5 | 86.1% | 0% | 8.9% | 0% | 0% | 5% | 226.4379 | 208.4423 | 0 | 14.3642 | 0 | 0 | 3.6314 | 0 | 0 | 0 | 0 | 0 | 0 | 0 | 457747.2 | 0 | 0 | 0 | 0 | 0 | 0 | 53.413 | 56.7 | 53.413 | 157800000 | 144.8 | 13
Town Plans | Population | Existing Gen (MWh) | Demand (MWh) | Enter values by town as available to override calcs below | [6 empty] | Enter values by town as available to override calcs below | [6 empty] | Enter values by town as available to override calcs below | [6 empty] | Enter values by resource type, by town to override default
Alburgh |  |  |  | 13248.3 | [7 empty] | 8.4 | [12 empty] | 18688
Bakersfield |  |  |  | 12916.6 | [7 empty] | 8.1 | [12 empty] | 28480
Berkshire |  |  |  | 26685.4 | [7 empty] | 19.4 | [12 empty] | 26880
Enosburgh |  |  |  | 21783.1 | [7 empty] | 15.4 | [12 empty] | 30848
Fairfax |  |  |  | 24034.8 | [7 empty] | 17.2 | [12 empty] | 25472
Fairfield |  |  |  | 15258.9 | [7 empty] | 9.9 | [12 empty] | 43136
Fletcher |  |  |  | 12147.2 | [7 empty] | 7.5 | [12 empty] | 24128
Franklin |  |  |  | 19719.4 | [7 empty] | 13.6 | [12 empty] | 24576
Georgia |  |  |  | 25334.3 | [7 empty] | 18.3 | [12 empty] | 25152
Grand Isle |  |  |  | 11061.6 | [7 empty] | 6.6 | [12 empty] | 10496
Highgate |  |  |  | 17413.6 | [7 empty] | 11.8 | [12 empty] | 32448
Isle La Motte |  |  |  | 5966.6 | [7 empty] | 2.5 | [12 empty] | 5056
Montgomery |  |  |  | 9312.9 | [7 empty] | 5.2 | [12 empty] | 36224
North Hero |  |  |  | 7020.5 | [7 empty] | 3.3 | [12 empty] | 8576
Richford |  |  |  | 12958.1 | [7 empty] | 8.2 | [12 empty] | 27520
Sheldon |  |  |  | 11964.2 | [7 empty] | 7.4 | [12 empty] | 24832
South Hero |  |  |  | 10927.4 | [7 empty] | 6.5 | [12 empty] | 9536
St. Albans City |  |  |  | 9044.7 | [7 empty] | 5 | [12 empty] | 1299.2
St. Albans Town |  |  |  | 22802.8 | [7 empty] | 16.2 | [12 empty] | 23680
Swanton |  |  |  | 28510.1 | [7 empty] | 17.9 | [12 empty] | 30720
Town Allocations | 2020 population | 1/31/23 DG+ survey | 2021 demand (EVT) | All values automatically calculated based on inputs
Alburgh | 2106 | 2509.9634 | 13018.98 | 13248.3 | 86.1% | 0% | 8.9% | 0% | 0% | 5% | 9.0983 | 8.4 | 0 | 0.55741 | 0 | 0 | 0.14092 | 22.6447 | 0 | 22.6447 | 0 | 0 | 0 | 0 | 18721.9671 | 0 | 33.9671 | 0 | 0 | 0 | 0 |  |  | 0 |  |  | 1
Bakersfield | 1273 | 2824.9379 | 4279.42 | 12916.6 | 86.1% | 0% | 8.9% | 0% | 0% | 5% | 8.8592 | 8.1 | 0 | 0.60598 | 0 | 0 | 0.1532 | 10.7314 | 0 | 10.7314 | 0 | 0 | 0 | 0 | 28496.0972 | 0 | 16.0972 | 0 | 0 | 0 | 0 |  |  | 1.4926 |  |  | 1
Berkshire | 1547 | 179.361 | 10603.173 | 26685.4 | 86.1% | 0% | 8.9% | 0% | 0% | 5% | 20.1713 | 19.4 | 0 | 0.61567 | 0 | 0 | 0.15565 | 26.7537 | 0 | 26.7537 | 0 | 0 | 0 | 0 | 26920.1306 | 0 | 40.1306 | 0 | 0 | 0 | 0 |  |  | 0 |  |  | 1
Enosburgh | 2810 | 5905.7861 | 25793.173 | 21783.1 | 86.1% | 0% | 8.9% | 0% | 0% | 5% | 16.4478 | 15.4 | 0 | 0.83635 | 0 | 0 | 0.21144 | 30.5937 | 0 | 30.5937 | 0 | 0 | 0 | 0 | 30893.8906 | 0 | 45.8906 | 0 | 0 | 0 | 0 |  |  | 1.5342 |  |  | 1
Fairfax | 5014 | 2565.401 | 21559.1 | 24034.8 | 86.1% | 0% | 8.9% | 0% | 0% | 5% | 18.4888 | 17.2 | 0 | 1.0287 | 0 | 0 | 0.26006 | 32.0545 | 0 | 32.0545 | 0 | 0 | 0 | 0 | 25520.0817 | 0 | 48.0817 | 0 | 0 | 0 | 0 |  |  | 6.0215 |  |  | 1
Fairfield | 2044 | 1990.8414 | 11653.734 | 15258.9 | 86.1% | 0% | 8.9% | 0% | 0% | 5% | 11.0683 | 9.9 | 0 | 0.93257 | 0 | 0 | 0.23576 | 25.2876 | 0 | 25.2876 | 0 | 0 | 0 | 0 | 43173.9314 | 0 | 37.9314 | 0 | 0 | 0 | 0 |  |  | 2.9062 |  |  | 1
Fletcher | 1346 | 376.7369 | 5889.965 | 12147.2 | 86.1% | 0% | 8.9% | 0% | 0% | 5% | 8.1853 | 7.5 | 0 | 0.54697 | 0 | 0 | 0.13828 | 10.5542 | 0 | 10.5542 | 0 | 0 | 0 | 0 | 24143.8313 | 0 | 15.8313 | 0 | 0 | 0 | 0 |  |  | 1.6874 |  |  | 1
Franklin | 1363 | 1914.3797 | 7565.471 | 19719.4 | 86.1% | 0% | 8.9% | 0% | 0% | 5% | 14.297 | 13.6 | 0 | 0.55631 | 0 | 0 | 0.14064 | 18.6225 | 0 | 18.6225 | 0 | 0 | 0 | 0 | 24603.9337 | 0 | 27.9337 | 0 | 0 | 0 | 0 |  |  | 0 |  |  | 1
Georgia | 4845 | 3706.3341 | 46184.521 | 25334.3 | 86.1% | 0% | 8.9% | 0% | 0% | 5% | 19.5562 | 18.3 | 0 | 1.0027 | 0 | 0 | 0.25349 | 41.9253 | 0 | 41.9253 | 0 | 0 | 0 | 0 | 25214.888 | 0 | 62.888 | 0 | 0 | 0 | 0 |  |  | 17.7407 |  |  | 1
Grand Isle | 2086 | 8659.6805 | 13383.647 | 11061.6 | 86.1% | 0% | 8.9% | 0% | 0% | 5% | 7.1344 | 6.6 | 0 | 0.42658 | 0 | 0 | 0.10784 | 21.3945 | 0 | 21.3945 | 0 | 0 | 0 | 0 | 10528.0918 | 0 | 32.0918 | 0 | 0 | 0 | 0 |  |  | 0 |  |  | 1
Highgate | 3472 | 104708.6216 | 20956.876 | 17413.6 | 86.1% | 0% | 8.9% | 0% | 0% | 5% | 12.9836 | 11.8 | 0 | 0.94472 | 0 | 0 | 0.23883 | 41.8067 | 0 | 41.8067 | 0 | 0 | 0 | 0 | 32510.7101 | 0 | 62.7101 | 0 | 0 | 0 | 0 |  |  | 22.0304
Isle La Motte | 488 | 314.9395 | 3479.906 | 5966.6 | 86.1% | 0% | 8.9% | 0% | 0% | 5% | 2.6761 | 2.5 | 0 | 0.14057 | 0 | 0 | 0.035537 | 7.0736 | 0 | 7.0736 | 0 | 0 | 0 | 0 | 5066.6104 | 0 | 10.6104 | 0 | 0 | 0 | 0 |  |  | 0 |  |  | 1
Montgomery | 1184 | 339.3668 | 6385.172 | 9312.9 | 86.1% | 0% | 8.9% | 0% | 0% | 5% | 6.0971 | 5.2 | 0 | 0.71606 | 0 | 0 | 0.18103 | 9.4771 | 0 | 9.4771 | 0 | 0 | 0 | 0 | 36238.2157 | 0 | 14.2157 | 0 | 0 | 0 | 0 |  |  | 0 |  |  | 1
North Hero | 939 | 430.4598 | 6480.082 | 7020.5 | 86.1% | 0% | 8.9% | 0% | 0% | 5% | 3.6162 | 3.3 | 0 | 0.25243 | 0 | 0 | 0.063816 | 13.59 | 0 | 13.59 | 0 | 0 | 0 | 0 | 8596.3849 | 0 | 20.3849 | 0 | 0 | 0 | 0 |  |  | 0 |  |  | 1
Richford | 2346 | 4189.3342 | 19308.555 | 12958.1 | 86.1% | 0% | 8.9% | 0% | 0% | 5% | 9.1092 | 8.2 | 0 | 0.72576 | 0 | 0 | 0.18348 | 19.3508 | 0 | 19.3508 | 0 | 0 | 0 | 0 | 27549.0262 | 0 | 29.0262 | 0 | 0 | 0 | 0 |  |  | 0 |  |  | 1
Sheldon | 2136 | 122090.2706 | 66861.657 | 11964.2 | 86.1% | 0% | 8.9% | 0% | 0% | 5% | 8.2238 | 7.4 | 0 | 0.65756 | 0 | 0 | 0.16624 | 29.8854 | 0 | 29.8854 | 0 | 0 | 0 | 0 | 24876.8281 | 0 | 44.8281 | 0 | 0 | 0 | 0 |  |  | 31.4732
South Hero | 1674 | 1255.5467 | 11623.135 | 10927.4 | 86.1% | 0% | 8.9% | 0% | 0% | 5% | 6.9507 | 6.5 | 0 | 0.35978 | 0 | 0 | 0.090956 | 18.3892 | 0 | 18.3892 | 0 | 0 | 0 | 0 | 9563.5838 | 0 | 27.5838 | 0 | 0 | 0 | 0 |  |  | 0 |  |  | 1
St. Albans City | 6887 | 20136.1828 |  | 9044.7 | 86.1% | 0% | 8.9% | 0% | 0% | 5% | 6.1091 | 5 | 0 | 0.88525 | 0 | 0 | 0.2238 | 38.6543 | 0 | 38.6543 | 0 | 0 | 0 | 0 | 1357.1815 | 0 | 57.9815 | 0 | 0 | 0 | 0 |  |  | 31.4281
St. Albans Town | 6988 | 576.8591 | 161689.347 | 22802.8 | 86.1% | 0% | 8.9% | 0% | 0% | 5% | 17.7655 | 16.2 | 0 | 1.2496 | 0 | 0 | 0.31592 | 89.7485 | 0 | 89.7485 | 0 | 0 | 0 | 0 | 23814.6228 | 0 | 134.6228 | 0 | 0 | 0 | 0 |  |  | 49.7933
Swanton | 6701 | 2459.787 | 47843.867 | 28510.1 | 86.1% | 0% | 8.9% | 0% | 0% | 5% | 19.5577 | 17.9 | 0 | 1.3232 | 0 | 0 | 0.33452 | 61.6232 | 0 | 61.6232 | 0 | 0 | 0 | 0 | 30812.4348 | 0 | 92.4348 | 0 | 0 | 0 | 0 |  |  | 1.6947 |  |  | 1
Totals | 57249 | 287134.7903 | 504559.781 | 318110.5 | 273893.1405 | 0 | 28311.8345 | 0 | 0 | 15905.525 | 226.3956 | 208.4 | 0 | 14.3642 | 0 | 0 | 3.6314 | 570.161 | 0 | 570.161 | 0 | 0 | 0 | 0 | 458602.4415 | 0 | 855.2415 | 0 | 0 | 0 | 0
Town allocations based on population, existing generation, and energy demand (multipliers in B3 through D3) and land available (B2, one minus sum of other three multipliers), all energy values annual
Note on AH2: [Threaded comment] Your version of Excel allows you to read this threaded comment; however, any edits to it will get removed if the file is opened in a newer version of Excel. Learn more: https://go.microsoft.com/fwlink/?linkid=870924 Comment: Per 2022 VELCO LRTP
Note on AI2: [Threaded comment] Your version of Excel allows you to read this threaded comment; however, any edits to it will get removed if the file is opened in a newer version of Excel. Learn more: https://go.microsoft.com/fwlink/?linkid=870924 Comment: Based on distribution transformer capacity alone, per DUs
Note on AK2: [Threaded comment] Your version of Excel allows you to read this threaded comment; however, any edits to it will get removed if the file is opened in a newer version of Excel. Learn more: https://go.microsoft.com/fwlink/?linkid=870924 Comment: Per 2022 VELCO LRTP
Note on AL2: [Threaded comment] Your version of Excel allows you to read this threaded comment; however, any edits to it will get removed if the file is opened in a newer version of Excel. Learn more: https://go.microsoft.com/fwlink/?linkid=870924 Comment: Assume $1 million per distribution transformer

## NVDA
In-state gen: 25% | NVDA | 1757881.6488 | -1285314.1408 | Incremental Regional Energy Target | [5 empty] | (leads to calculation of:) | Incremental Regional Capacity Target (MW) | [5 empty] | (must be less than:) | Resource Available (MW) | [5 empty] | (is calculated from:) | Land Available (Acres) | [5 empty] | (prime land and 3-Φ proximity optional) | Grid Headroom (MW) |  |  | Grid Upgrade Costs
Target Year: 2050 | Land Multiplier: 50.0% | Existing ↑ Gen (MWh) | Incremental ↑ Gen (MWh) | Energy Target (MWh) | Solar | Rooftop Solar | Wind | Natural Gas | Biomass | Hydro | Capacity Target (MW) | Solar | Rooftop Solar | Wind | Natural Gas | Biomass | Hydro | Resource Available (MW) | Solar | Rooftop Solar | Wind | Natural Gas | Biomass | Hydro | Land Available (Acres) | Solar | Rooftop Solar | Wind | Natural Gas | Biomass | Hydro | Limiting Value | Transmission Headroom | Distribution Headroom | Total | Transmission Costs (mil. $) | Distribution Costs (mil. $)
Multipliers: | 50% | 0% | 0% | 18680 | 60% | 10% | 25% | 0% | 0% | 5% | 12.5761 | 8.5251 | 1.4698 | 2.3681 | 0 | 0 | 0.21313 | 0 | 0 | 0 | 0 | 0 | 0 | 0 | 1266643.2 | 0 | 0 | 0 | 0 | 0 | 0 | 17.6295 | 28 | 17.6295 | 5000000 | 0 | 5
Town Plans | Population | Existing Gen (MWh) | Demand (MWh) | Enter values by town as available to override calcs below | [6 empty] | Enter values by town as available to override calcs below | [6 empty] | Enter values by town as available to override calcs below | [6 empty] | Enter values by resource type, by town to override default
Albany | [24 empty] | 24640
Averill | [24 empty] | 23040
Barnet | [24 empty] | 27008
Barton | [24 empty] | 27968
Bloomfield | [24 empty] | 25792
Brighton | [24 empty] | 33216
Brownington | [24 empty] | 18112
Brunswick | [24 empty] | 16320
Burke | [24 empty] | 21696
Canaan | [24 empty] | 21120
Charleston | [24 empty] | 24000
Concord | [24 empty] | 32832
Coventry | [24 empty] | 17600
Craftsbury | [24 empty] | 25152
Danville | [24 empty] | 38848
Derby | [24 empty] | 31744
East Haven | [24 empty] | 23936
Ferdinand | [24 empty] | 33664
Glover | [24 empty] | 24256
Granby | [24 empty] | 24960
Greensboro | [24 empty] | 24192
Groton | [24 empty] | 34368
Guildhall | [24 empty] | 20992
Hardwick | [24 empty] | 24704
Holland | [24 empty] | 24064
Irasburg | [24 empty] | 25920
Jay | [24 empty] | 21696
Kirby | [24 empty] | 15616
Lemington | [24 empty] | 22656
Lewis | [24 empty] | 25344
Lowell | [24 empty] | 35840
Lunenburg | [24 empty] | 28864
Lyndon | [24 empty] | 25280
Maidstone | [24 empty] | 19520
Morgan | [24 empty] | 20032
Newark | [24 empty] | 23552
Newport City | [24 empty] | 3731.2
Newport Town | [24 empty] | 26688
Norton | [24 empty] | 25088
Peacham | [24 empty] | 29824
Ryegate | [24 empty] | 23360
Sheffield | [24 empty] | 20800
St. Johnsbury | [24 empty] | 23296
Stannard | [24 empty] | 7936
Sutton | [24 empty] | 24448
Troy | [24 empty] | 23104
Victory | [24 empty] | 27520
Walden | [24 empty] | 24704
Waterford | [24 empty] | 24512
Westfield | [24 empty] | 25728
Westmore | [24 empty] | 22080
Wheelock | [24 empty] | 25280
Town Allocations | 2020 population | 1/31/23 DG+ survey | 2021 demand (EVT) | All values automatically calculated based on inputs
Albany | 976 | 357.5 | 3866.339 | 323.6546 | 60% | 10% | 25% | 0% | 0% | 5% | 0.21102 | 0.14771 | 0.018585 | 0.04103 | 0 | 0 | 0.0036927 | 9.1735 | 0 | 9.1735 | 0 | 0 | 0 | 0 | 24653.7603 | 0 | 13.7603 | 0 | 0 | 0 | 0 |  |  | 0 |  |  | 1
Averill | 21 | 0 |  | 271.4925 | 60% | 10% | 25% | 0% | 0% | 5% | 0.16848 | 0.1239 | 0.0070669 | 0.034417 | 0 | 0 | 0.0030976 | 7.5858 | 0 | 7.5858 | 0 | 0 | 0 | 0 | 34379.3787 | 0 | 11.3787 | 0 | 0 | 0 | 0
Barnet | 1663 | 662557.747 | 7981.904 | 387.2775 | 60% | 10% | 25% | 0% | 0% | 5% | 0.25084 | 0.17674 | 0.020586 | 0.049096 | 0 | 0 | 0.0044186 | 3.3516 | 0 | 3.3516 | 0 | 0 | 0 | 0 | 20997.0274 | 0 | 5.0274 | 0 | 0 | 0 | 0 |  |  | 7.8362
Barton | 2872 | 2783.1111 | 21747.248 | 578.8119 | 60% | 10% | 25% | 0% | 0% | 5% | 0.39819 | 0.26416 | 0.054054 | 0.073377 | 0 | 0 | 0.0066039 | 26.2928 | 0 | 26.2928 | 0 | 0 | 0 | 0 | 24743.4392 | 0 | 39.4392 | 0 | 0 | 0 | 0 |  |  | 1.218
Bloomfield | 217 | 15.4132 |  | 191.7402 | 60% | 10% | 25% | 0% | 0% | 5% | 0.12135 | 0.087506 | 0.0073487 | 0.024307 | 0 | 0 | 0.0021876 | 5.6043 | 0 | 5.6043 | 0 | 0 | 0 | 0 | 20808.4065 | 0 | 8.4065 | 0 | 0 | 0 | 0
Brighton | 1157 | 180.4648 | 7039.613 | 338.1584 | 60% | 10% | 25% | 0% | 0% | 5% | 0.27664 | 0.15433 | 0.075583 | 0.042869 | 0 | 0 | 0.0038582 | 70.221 | 0 | 70.221 | 0 | 0 | 0 | 0 | 23401.3315 | 0 | 105.3315 | 0 | 0 | 0 | 0
Brownington | 1042 | 145.4335 | 3216.418 | 201.8837 | 60% | 10% | 25% | 0% | 0% | 5% | 0.1326 | 0.092135 | 0.012573 | 0.025593 | 0 | 0 | 0.0023034 | 1.739 | 0 | 1.739 | 0 | 0 | 0 | 0 | 7938.6084 | 0 | 2.6084 | 0 | 0 | 0 | 0 |  |  | 0 |  |  | 1
Brunswick | 88 | 15.0979 |  | 202.992 | 60% | 10% | 25% | 0% | 0% | 5% | 0.13095 | 0.092641 | 0.010258 | 0.025733 | 0 | 0 | 0.002316 | 10.338 | 0 | 10.338 | 0 | 0 | 0 | 0 | 24463.5071 | 0 | 15.5071 | 0 | 0 | 0 | 0
Burke | 1651 | 2873.245 | 16747.491 | 402.3596 | 60% | 10% | 25% | 0% | 0% | 5% | 0.2741 | 0.18363 | 0.034878 | 0.051008 | 0 | 0 | 0.0045907 | 19.3302 | 0 | 19.3302 | 0 | 0 | 0 | 0 | 23132.9953 | 0 | 28.9953 | 0 | 0 | 0 | 0
Canaan | 896 | 239.2137 | 10527.161 | 335.3276 | 60% | 10% | 25% | 0% | 0% | 5% | 0.20959 | 0.15304 | 0.010222 | 0.04251 | 0 | 0 | 0.0038259 | 0.84279 | 0 | 0.84279 | 0 | 0 | 0 | 0 | 27521.2642 | 0 | 1.2642 | 0 | 0 | 0 | 0 |  |  | 0 |  |  | 1
Charleston | 984 | 9447.9316 | 5094.429 | 325.2276 | 60% | 10% | 25% | 0% | 0% | 5% | 0.21197 | 0.14843 | 0.018605 | 0.041229 | 0 | 0 | 0.0037106 | 9.1022 | 0 | 9.1022 | 0 | 0 | 0 | 0 | 24717.6533 | 0 | 13.6533 | 0 | 0 | 0 | 0 |  |  | 0.79298
Concord | 1141 | 595.2683 | 5265.968 | 344.8278 | 60% | 10% | 25% | 0% | 0% | 5% | 0.22761 | 0.15737 | 0.022588 | 0.043714 | 0 | 0 | 0.0039343 | 11.679 | 0 | 11.679 | 0 | 0 | 0 | 0 | 24529.5185 | 0 | 17.5185 | 0 | 0 | 0 | 0 |  |  | 0 |  |  | 1
Coventry | 1100 | 52184.2924 | 6563.302 | 348.7736 | 60% | 10% | 25% | 0% | 0% | 5% | 0.2253 | 0.15917 | 0.017937 | 0.044214 | 0 | 0 | 0.0039793 | 7.0043 | 0 | 7.0043 | 0 | 0 | 0 | 0 | 25738.5064 | 0 | 10.5064 | 0 | 0 | 0 | 0 |  |  | 7.7823
Craftsbury | 1343 | 1464.6337 | 1430.286 | 352.8575 | 60% | 10% | 25% | 0% | 0% | 5% | 0.22881 | 0.16104 | 0.019018 | 0.044732 | 0 | 0 | 0.0040259 | 5.3587 | 0 | 5.3587 | 0 | 0 | 0 | 0 | 22088.0381 | 0 | 8.0381 | 0 | 0 | 0 | 0 |  |  | 0 |  |  | 1
Danville | 2335 | 5363.4935 | 11892.616 | 617.2558 | 60% | 10% | 25% | 0% | 0% | 5% | 0.41368 | 0.2817 | 0.046687 | 0.07825 | 0 | 0 | 0.0070425 | 24.4132 | 0 | 24.4132 | 0 | 0 | 0 | 0 | 38884.6197 | 0 | 36.6197 | 0 | 0 | 0 | 0 |  |  | 2.2436
Derby | 4579 | 1861.5438 | 39342.467 | 798.6428 | 60% | 10% | 25% | 0% | 0% | 5% | 0.52709 | 0.36448 | 0.052255 | 0.10124 | 0 | 0 | 0.009112 | 4.3224 | 0 | 4.3224 | 0 | 0 | 0 | 0 | 23558.4835 | 0 | 6.4835 | 0 | 0 | 0 | 0 |  |  | 0 |  |  | 1
East Haven | 270 | 22.2605 |  | 65.8279 | 60% | 10% | 25% | 0% | 0% | 5% | 0.0753 | 0.030042 | 0.036161 | 0.0083451 | 0 | 0 | 0.00075106 | 36.9145 | 0 | 36.9145 | 0 | 0 | 0 | 0 | 3786.5718 | 0 | 55.3718 | 0 | 0 | 0 | 0
Ferdinand | 16 | 0 |  | 210.9421 | 60% | 10% | 25% | 0% | 0% | 5% | 0.14318 | 0.096269 | 0.017765 | 0.026741 | 0 | 0 | 0.0024067 | 19.4999 | 0 | 19.4999 | 0 | 0 | 0 | 0 | 26717.2498 | 0 | 29.2498 | 0 | 0 | 0 | 0
Glover | 1663 | 662557.747 | 5421.858 | 387.2775 | 60% | 10% | 25% | 0% | 0% | 5% | 0.25084 | 0.17674 | 0.020586 | 0.049096 | 0 | 0 | 0.0044186 | 3.3516 | 0 | 3.3516 | 0 | 0 | 0 | 0 | 21002.0547 | 0 | 5.0274 | 0 | 0 | 0 | 0 |  |  | 0 |  |  | 1
Granby | 2872 | 2783.1111 |  | 578.8119 | 60% | 10% | 25% | 0% | 0% | 5% | 0.39819 | 0.26416 | 0.054054 | 0.073377 | 0 | 0 | 0.0066039 | 26.2928 | 0 | 26.2928 | 0 | 0 | 0 | 0 | 24782.8784 | 0 | 39.4392 | 0 | 0 | 0 | 0 |  |  | 0 |  |  | 1
Greensboro | 217 | 15.4132 |  | 191.7402 | 60% | 10% | 25% | 0% | 0% | 5% | 0.12135 | 0.087506 | 0.0073487 | 0.024307 | 0 | 0 | 0.0021876 | 5.6043 | 0 | 5.6043 | 0 | 0 | 0 | 0 | 20816.813 | 0 | 8.4065 | 0 | 0 | 0 | 0 |  |  | 0.2501
Groton | 1157 | 180.4648 | 3972.624 | 338.1584 | 60% | 10% | 25% | 0% | 0% | 5% | 0.27664 | 0.15433 | 0.075583 | 0.042869 | 0 | 0 | 0.0038582 | 70.221 | 0 | 70.221 | 0 | 0 | 0 | 0 | 23506.6629 | 0 | 105.3315 | 0 | 0 | 0 | 0 |  |  | 1.4007
Guildhall | 1042 | 145.4335 | 1047.949 | 201.8837 | 60% | 10% | 25% | 0% | 0% | 5% | 0.1326 | 0.092135 | 0.012573 | 0.025593 | 0 | 0 | 0.0023034 | 1.739 | 0 | 1.739 | 0 | 0 | 0 | 0 | 7941.2169 | 0 | 2.6084 | 0 | 0 | 0 | 0 |  |  | 0 |  |  | 1
Hardwick | 88 | 15.0979 | 231.647 | 202.992 | 60% | 10% | 25% | 0% | 0% | 5% | 0.13095 | 0.092641 | 0.010258 | 0.025733 | 0 | 0 | 0.002316 | 10.338 | 0 | 10.338 | 0 | 0 | 0 | 0 | 24479.0141 | 0 | 15.5071 | 0 | 0 | 0 | 0
Holland | 1651 | 2873.245 | 4231.113 | 402.3596 | 60% | 10% | 25% | 0% | 0% | 5% | 0.2741 | 0.18363 | 0.034878 | 0.051008 | 0 | 0 | 0.0045907 | 19.3302 | 0 | 19.3302 | 0 | 0 | 0 | 0 | 23161.9906 | 0 | 28.9953 | 0 | 0 | 0 | 0 |  |  | 0 |  |  | 1
Irasburg | 896 | 239.2137 | 9376.159 | 335.3276 | 60% | 10% | 25% | 0% | 0% | 5% | 0.20959 | 0.15304 | 0.010222 | 0.04251 | 0 | 0 | 0.0038259 | 0.84279 | 0 | 0.84279 | 0 | 0 | 0 | 0 | 27522.5284 | 0 | 1.2642 | 0 | 0 | 0 | 0 |  |  | 0 |  |  | 1
Jay | 984 | 9447.9316 | 21701.694 | 325.2276 | 60% | 10% | 25% | 0% | 0% | 5% | 0.21197 | 0.14843 | 0.018605 | 0.041229 | 0 | 0 | 0.0037106 | 9.1022 | 0 | 9.1022 | 0 | 0 | 0 | 0 | 24731.3066 | 0 | 13.6533 | 0 | 0 | 0 | 0 |  |  | 0 |  |  | 1
Kirby | 1141 | 595.2683 | 2403.244 | 344.8278 | 60% | 10% | 25% | 0% | 0% | 5% | 0.22761 | 0.15737 | 0.022588 | 0.043714 | 0 | 0 | 0.0039343 | 11.679 | 0 | 11.679 | 0 | 0 | 0 | 0 | 24547.037 | 0 | 17.5185 | 0 | 0 | 0 | 0 |  |  | 0 |  |  | 1
Lemington | 1100 | 52184.2924 |  | 348.7736 | 60% | 10% | 25% | 0% | 0% | 5% | 0.2253 | 0.15917 | 0.017937 | 0.044214 | 0 | 0 | 0.0039793 | 7.0043 | 0 | 7.0043 | 0 | 0 | 0 | 0 | 25749.0128 | 0 | 10.5064 | 0 | 0 | 0 | 0 |  |  | 0 |  |  | 1
Lewis | 1343 | 1464.6337 |  | 352.8575 | 60% | 10% | 25% | 0% | 0% | 5% | 0.22881 | 0.16104 | 0.019018 | 0.044732 | 0 | 0 | 0.0040259 | 5.3587 | 0 | 5.3587 | 0 | 0 | 0 | 0 | 22096.0762 | 0 | 8.0381 | 0 | 0 | 0 | 0
Lowell | 2335 | 5363.4935 | 4500.995 | 617.2558 | 60% | 10% | 25% | 0% | 0% | 5% | 0.41368 | 0.2817 | 0.046687 | 0.07825 | 0 | 0 | 0.0070425 | 24.4132 | 0 | 24.4132 | 0 | 0 | 0 | 0 | 38921.2395 | 0 | 36.6197 | 0 | 0 | 0 | 0 |  |  | 60.3416
Lunenburg | 4579 | 1861.5438 | 5235.202 | 798.6428 | 60% | 10% | 25% | 0% | 0% | 5% | 0.52709 | 0.36448 | 0.052255 | 0.10124 | 0 | 0 | 0.009112 | 4.3224 | 0 | 4.3224 | 0 | 0 | 0 | 0 | 23564.9671 | 0 | 6.4835 | 0 | 0 | 0 | 0 |  |  | 0 |  |  | 1
Lyndon | 270 | 22.2605 | 34816.221 | 65.8279 | 60% | 10% | 25% | 0% | 0% | 5% | 0.0753 | 0.030042 | 0.036161 | 0.0083451 | 0 | 0 | 0.00075106 | 36.9145 | 0 | 36.9145 | 0 | 0 | 0 | 0 | 3841.9436 | 0 | 55.3718 | 0 | 0 | 0 | 0 |  |  | 0.015871 |  |  | 1
Maidstone | 16 | 0 | 1403.911 | 210.9421 | 60% | 10% | 25% | 0% | 0% | 5% | 0.14318 | 0.096269 | 0.017765 | 0.026741 | 0 | 0 | 0.0024067 | 19.4999 | 0 | 19.4999 | 0 | 0 | 0 | 0 | 26746.4996 | 0 | 29.2498 | 0 | 0 | 0 | 0
Morgan | 1663 | 662557.747 | 3468.824 | 387.2775 | 60% | 10% | 25% | 0% | 0% | 5% | 0.25084 | 0.17674 | 0.020586 | 0.049096 | 0 | 0 | 0.0044186 | 3.3516 | 0 | 3.3516 | 0 | 0 | 0 | 0 | 21007.0821 | 0 | 5.0274 | 0 | 0 | 0 | 0 |  |  | 0 |  |  | 1
Newark | 2872 | 2783.1111 | 2792.235 | 578.8119 | 60% | 10% | 25% | 0% | 0% | 5% | 0.39819 | 0.26416 | 0.054054 | 0.073377 | 0 | 0 | 0.0066039 | 26.2928 | 0 | 26.2928 | 0 | 0 | 0 | 0 | 24822.3176 | 0 | 39.4392 | 0 | 0 | 0 | 0
Newport City | 217 | 15.4132 | 233.158 | 191.7402 | 60% | 10% | 25% | 0% | 0% | 5% | 0.12135 | 0.087506 | 0.0073487 | 0.024307 | 0 | 0 | 0.0021876 | 5.6043 | 0 | 5.6043 | 0 | 0 | 0 | 0 | 20825.2195 | 0 | 8.4065 | 0 | 0 | 0 | 0 |  |  | 0 |  |  | 1
Newport Town | 1157 | 180.4648 | 52112.448 | 338.1584 | 60% | 10% | 25% | 0% | 0% | 5% | 0.27664 | 0.15433 | 0.075583 | 0.042869 | 0 | 0 | 0.0038582 | 70.221 | 0 | 70.221 | 0 | 0 | 0 | 0 | 23611.9944 | 0 | 105.3315 | 0 | 0 | 0 | 0 |  |  | 0 |  |  | 1
Norton | 1042 | 145.4335 | 1191.178 | 201.8837 | 60% | 10% | 25% | 0% | 0% | 5% | 0.1326 | 0.092135 | 0.012573 | 0.025593 | 0 | 0 | 0.0023034 | 1.739 | 0 | 1.739 | 0 | 0 | 0 | 0 | 7943.8253 | 0 | 2.6084 | 0 | 0 | 0 | 0 |  |  | 0 |  |  | 1
Peacham | 88 | 15.0979 | 3430.332 | 202.992 | 60% | 10% | 25% | 0% | 0% | 5% | 0.13095 | 0.092641 | 0.010258 | 0.025733 | 0 | 0 | 0.002316 | 10.338 | 0 | 10.338 | 0 | 0 | 0 | 0 | 24494.5212 | 0 | 15.5071 | 0 | 0 | 0 | 0 |  |  | 2.4747
Ryegate | 1651 | 2873.245 | 5521.077 | 402.3596 | 60% | 10% | 25% | 0% | 0% | 5% | 0.2741 | 0.18363 | 0.034878 | 0.051008 | 0 | 0 | 0.0045907 | 19.3302 | 0 | 19.3302 | 0 | 0 | 0 | 0 | 23190.9859 | 0 | 28.9953 | 0 | 0 | 0 | 0 |  |  | 7.7968
Sheffield | 896 | 239.2137 | 2725.202 | 335.3276 | 60% | 10% | 25% | 0% | 0% | 5% | 0.20959 | 0.15304 | 0.010222 | 0.04251 | 0 | 0 | 0.0038259 | 0.84279 | 0 | 0.84279 | 0 | 0 | 0 | 0 | 27523.7926 | 0 | 1.2642 | 0 | 0 | 0 | 0 |  |  | 39.3673
St. Johnsbury | 984 | 9447.9316 | 78730.816 | 325.2276 | 60% | 10% | 25% | 0% | 0% | 5% | 0.21197 | 0.14843 | 0.018605 | 0.041229 | 0 | 0 | 0.0037106 | 9.1022 | 0 | 9.1022 | 0 | 0 | 0 | 0 | 24744.9599 | 0 | 13.6533 | 0 | 0 | 0 | 0 |  |  | 27.7194
Stannard | 1141 | 595.2683 |  | 344.8278 | 60% | 10% | 25% | 0% | 0% | 5% | 0.22761 | 0.15737 | 0.022588 | 0.043714 | 0 | 0 | 0.0039343 | 11.679 | 0 | 11.679 | 0 | 0 | 0 | 0 | 24564.5555 | 0 | 17.5185 | 0 | 0 | 0 | 0
Sutton | 1100 | 52184.2924 | 5110.41 | 348.7736 | 60% | 10% | 25% | 0% | 0% | 5% | 0.2253 | 0.15917 | 0.017937 | 0.044214 | 0 | 0 | 0.0039793 | 7.0043 | 0 | 7.0043 | 0 | 0 | 0 | 0 | 25759.5192 | 0 | 10.5064 | 0 | 0 | 0 | 0
Troy | 1343 | 1464.6337 | 10207.219 | 352.8575 | 60% | 10% | 25% | 0% | 0% | 5% | 0.22881 | 0.16104 | 0.019018 | 0.044732 | 0 | 0 | 0.0040259 | 5.3587 | 0 | 5.3587 | 0 | 0 | 0 | 0 | 22104.1142 | 0 | 8.0381 | 0 | 0 | 0 | 0 |  |  | 0 |  |  | 1
Victory | 2335 | 5363.4935 |  | 617.2558 | 60% | 10% | 25% | 0% | 0% | 5% | 0.41368 | 0.2817 | 0.046687 | 0.07825 | 0 | 0 | 0.0070425 | 24.4132 | 0 | 24.4132 | 0 | 0 | 0 | 0 | 38957.8592 | 0 | 36.6197 | 0 | 0 | 0 | 0 |  |  | 0 |  |  | 1
Walden | 4579 | 1861.5438 | 3328.41 | 798.6428 | 60% | 10% | 25% | 0% | 0% | 5% | 0.52709 | 0.36448 | 0.052255 | 0.10124 | 0 | 0 | 0.009112 | 4.3224 | 0 | 4.3224 | 0 | 0 | 0 | 0 | 23571.4506 | 0 | 6.4835 | 0 | 0 | 0 | 0 |  |  | 0.012812 |  |  | 1
Waterford | 270 | 22.2605 | 7120.102 | 65.8279 | 60% | 10% | 25% | 0% | 0% | 5% | 0.0753 | 0.030042 | 0.036161 | 0.0083451 | 0 | 0 | 0.00075106 | 36.9145 | 0 | 36.9145 | 0 | 0 | 0 | 0 | 3897.3153 | 0 | 55.3718 | 0 | 0 | 0 | 0 |  |  | 0 |  |  | 1
Westfield | 16 | 0 | 3067.682 | 210.9421 | 60% | 10% | 25% | 0% | 0% | 5% | 0.14318 | 0.096269 | 0.017765 | 0.026741 | 0 | 0 | 0.0024067 | 19.4999 | 0 | 19.4999 | 0 | 0 | 0 | 0 | 26775.7495 | 0 | 29.2498 | 0 | 0 | 0 | 0 |  |  | 0 |  |  | 1
Westmore | 1663 | 662557.747 | 1975.907 | 387.2775 | 60% | 10% | 25% | 0% | 0% | 5% | 0.25084 | 0.17674 | 0.020586 | 0.049096 | 0 | 0 | 0.0044186 | 3.3516 | 0 | 3.3516 | 0 | 0 | 0 | 0 | 21012.1094 | 0 | 5.0274 | 0 | 0 | 0 | 0
Wheelock | 2872 | 2783.1111 | 2932.465 | 578.8119 | 60% | 10% | 25% | 0% | 0% | 5% | 0.39819 | 0.26416 | 0.054054 | 0.073377 | 0 | 0 | 0.0066039 | 26.2928 | 0 | 26.2928 | 0 | 0 | 0 | 0 | 24861.7568 | 0 | 39.4392 | 0 | 0 | 0 | 0 |  |  | 0.0051396 |  |  | 1
Totals | 69594 | 2884945.8074 | 419005.324 | 18669.9541 | 11201.9725 | 1866.9954 | 4667.4885 | 0 | 0 | 933.4977 | 12.5702 | 8.5205 | 1.4698 | 2.3668 | 0 | 0 | 0.21301 | 814.4451 | 0 | 814.4451 | 0 | 0 | 0 | 0 | 1195140.7293 | 0 | 1221.6676 | 0 | 0 | 0 | 0
Town allocations based on population, existing generation, and energy demand (multipliers in B3 through D3) and land available (B2, one minus sum of other three multipliers), all energy values annual
Note on AH2: [Threaded comment] Your version of Excel allows you to read this threaded comment; however, any edits to it will get removed if the file is opened in a newer version of Excel. Learn more: https://go.microsoft.com/fwlink/?linkid=870924 Comment: Per 2022 VELCO LRTP
Note on AI2: [Threaded comment] Your version of Excel allows you to read this threaded comment; however, any edits to it will get removed if the file is opened in a newer version of Excel. Learn more: https://go.microsoft.com/fwlink/?linkid=870924 Comment: Based on distribution transformer capacity alone, per DUs
Note on AK2: [Threaded comment] Your version of Excel allows you to read this threaded comment; however, any edits to it will get removed if the file is opened in a newer version of Excel. Learn more: https://go.microsoft.com/fwlink/?linkid=870924 Comment: Per 2022 VELCO LRTP
Note on AL2: [Threaded comment] Your version of Excel allows you to read this threaded comment; however, any edits to it will get removed if the file is opened in a newer version of Excel. Learn more: https://go.microsoft.com/fwlink/?linkid=870924 Comment: Assume $1 million per distribution transformer

## RRPC
In-state gen: 25% | RRPC | 115201.9672 | 171833.4265 | Incremental Regional Energy Target | [5 empty] | (leads to calculation of:) | Incremental Regional Capacity Target (MW) | [5 empty] | (must be less than:) | Resource Available (MW) | [5 empty] | (is calculated from:) | Land Available (Acres) | [5 empty] | (prime land and 3-Φ proximity optional) | Grid Headroom (MW) |  |  | Grid Upgrade Costs
Target Year: 2050 | Land Multiplier: 50.0% | Existing ↑ Gen (MWh) | Incremental ↑ Gen (MWh) | Energy Target (MWh) | Solar | Rooftop Solar | Wind | Natural Gas | Biomass | Hydro | Capacity Target (MW) | Solar | Rooftop Solar | Wind | Natural Gas | Biomass | Hydro | Resource Available (MW) | Solar | Rooftop Solar | Wind | Natural Gas | Biomass | Hydro | Land Available (Acres) | Solar | Rooftop Solar | Wind | Natural Gas | Biomass | Hydro | Limiting Value | Transmission Headroom | Distribution Headroom | Total | Transmission Costs (mil. $) | Distribution Costs (mil. $)
Multipliers: | 50% | 0% | 0% | 387962 | 80.1% | 10% | 2.1% | 0% | 7.8% | 0% | 276.1092 | 236.4974 | 30.5434 | 4.1335 | 0 | 4.9349 | 0 | 0 | 0 | 0 | 0 | 0 | 0 | 0 | 583733.76 | 0 | 0 | 0 | 0 | 0 | 0 | 8.6 | 8.6 | 133.6835 | 105200000 | 93.2 | 12
Town Plans | Population | Existing Gen (MWh) | Demand (MWh) | Enter values by town as available to override calcs below | [6 empty] | Enter values by town as available to override calcs below | [6 empty] | Enter values by town as available to override calcs below | [6 empty] | Enter values by resource type, by town to override default
Benson | [24 empty] | 28160
Brandon | [24 empty] | 25664
Castleton | [24 empty] | 24960
Chittenden | [24 empty] | 46720
Clarendon | [24 empty] | 20224
Danby | [24 empty] | 26496
Fair Haven | [24 empty] | 11164.16
Hubbardton | [24 empty] | 17600
Ira | [24 empty] | 13632
Killington | [24 empty] | 29824
Mendon | [24 empty] | 24384
Middletown Springs | [24 empty] | 14592
Mount Holly | [24 empty] | 31488
Mount Tabor | [24 empty] | 27968
Pawlet | [24 empty] | 27456
Pittsford | [24 empty] | 27840
Poultney | [24 empty] | 28096
Proctor | [24 empty] | 4864
Rutland City | [24 empty] | 4825.6
Rutland Town | [24 empty] | 12288
Shrewsbury | [24 empty] | 32064
Sudbury | [24 empty] | 13760
Tinmouth | [24 empty] | 18112
Wallingford | [24 empty] | 27648
Wells | [24 empty] | 14464
West Haven | [24 empty] | 17920
West Rutland | [24 empty] | 11520
Town Allocations | 2020 population | 1/31/23 DG+ survey | 2021 demand (EVT) | All values automatically calculated based on inputs
Benson | 974 | 2241.8154 | 5552.003 | 12496.9641 | 80.1% | 10% | 2.1% | 0% | 7.8% | 0% | 8.5188 | 7.618 | 0.60866 | 0.13315 | 0 | 0.15896 | 0 | 12.1614 | 0 | 12.1614 | 0 | 0 | 0 | 0 | 28178.242 | 0 | 18.242 | 0 | 0 | 0 | 0 |  |  | 0 |  |  | 1
Brandon | 4129 | 4475.7337 | 23979.731 | 21866.6914 | 80.1% | 10% | 2.1% | 0% | 7.8% | 0% | 15.8157 | 13.3297 | 1.9749 | 0.23298 | 0 | 0.27815 | 0 | 31.1634 | 0 | 31.1634 | 0 | 0 | 0 | 0 | 25710.7451 | 0 | 46.7451 | 0 | 0 | 0 | 0 |  |  | 9.4593 |  |  | 1
Castleton | 4458 | 5415.9664 | 27909.349 | 22695.5545 | 80.1% | 10% | 2.1% | 0% | 7.8% | 0% | 16.4265 | 13.835 | 2.0611 | 0.24181 | 0 | 0.28869 | 0 | 31.2491 | 0 | 31.2491 | 0 | 0 | 0 | 0 | 25006.8736 | 0 | 46.8736 | 0 | 0 | 0 | 0 |  |  | 0 |  |  | 1
Chittenden | 1237 | 500.7785 | 6646.561 | 19503.9658 | 80.1% | 10% | 2.1% | 0% | 7.8% | 0% | 12.9097 | 11.8894 | 0.56435 | 0.2078 | 0 | 0.24809 | 0 | 8.4164 | 0 | 8.4164 | 0 | 0 | 0 | 0 | 46732.6246 | 0 | 12.6246 | 0 | 0 | 0 | 0 |  |  | 4.395 |  |  | 1
Clarendon | 2412 | 7956.3357 | 21167.398 | 14515.0823 | 80.1% | 10% | 2.1% | 0% | 7.8% | 0% | 10.6412 | 8.8482 | 1.4537 | 0.15465 | 0 | 0.18463 | 0 | 28.3116 | 0 | 28.3116 | 0 | 0 | 0 | 0 | 20266.4675 | 0 | 42.4675 | 0 | 0 | 0 | 0 |  |  | 5.4334 |  |  | 1
Danby | 1284 | 478.7953 | 8937.836 | 12945.322 | 80.1% | 10% | 2.1% | 0% | 7.8% | 0% | 8.8511 | 7.8913 | 0.6572 | 0.13793 | 0 | 0.16467 | 0 | 11.1416 | 0 | 11.1416 | 0 | 0 | 0 | 0 | 26512.7125 | 0 | 16.7125 | 0 | 0 | 0 | 0 |  |  | 2.3146 |  |  | 1
Fair Haven | 2736 | 1860.0327 | 15818.297 | 12549.1292 | 80.1% | 10% | 2.1% | 0% | 7.8% | 0% | 9.1478 | 7.6498 | 1.2047 | 0.1337 | 0 | 0.15963 | 0 | 17.1484 | 0 | 17.1484 | 0 | 0 | 0 | 0 | 11189.8826 | 0 | 25.7226 | 0 | 0 | 0 | 0 |  |  | 7.8323 |  |  | 1
Hubbardton | 735 | 164.9201 | 3355.522 | 8216.5527 | 80.1% | 10% | 2.1% | 0% | 7.8% | 0% | 5.5086 | 5.0087 | 0.30778 | 0.087543 | 0 | 0.10452 | 0 | 4.0731 | 0 | 4.0731 | 0 | 0 | 0 | 0 | 17606.1097 | 0 | 6.1097 | 0 | 0 | 0 | 0 |  |  | 0 |  |  | 1
Ira | 368 | 42.8101 | 1516.45 | 5714.1171 | 80.1% | 10% | 2.1% | 0% | 7.8% | 0% | 3.8078 | 3.4833 | 0.19101 | 0.060881 | 0 | 0.072684 | 0 | 3.2827 | 0 | 3.2827 | 0 | 0 | 0 | 0 | 13636.9241 | 0 | 4.9241 | 0 | 0 | 0 | 0 |  |  | 0.89947 |  |  | 1
Killington | 1407 | 994.1067 | 67403.235 | 14452.7143 | 80.1% | 10% | 2.1% | 0% | 7.8% | 0% | 10.1771 | 8.8102 | 1.0291 | 0.15399 | 0 | 0.18384 | 0 | 22.6144 | 0 | 22.6144 | 0 | 0 | 0 | 0 | 29857.9216 | 0 | 33.9216 | 0 | 0 | 0 | 0 |  |  | 88.9162
Mendon | 1149 | 379.3124 | 7280.574 | 11807.7916 | 80.1% | 10% | 2.1% | 0% | 7.8% | 0% | 8.0578 | 7.1979 | 0.58391 | 0.12581 | 0 | 0.1502 | 0 | 9.8288 | 0 | 9.8288 | 0 | 0 | 0 | 0 | 24398.7433 | 0 | 14.7433 | 0 | 0 | 0 | 0 |  |  | 10.9384
Middletown Springs | 794 | 1004.5399 | 3379.784 | 7409.5084 | 80.1% | 10% | 2.1% | 0% | 7.8% | 0% | 5.0542 | 4.5168 | 0.36421 | 0.078945 | 0 | 0.09425 | 0 | 5.4686 | 0 | 5.4686 | 0 | 0 | 0 | 0 | 14600.2029 | 0 | 8.2029 | 0 | 0 | 0 | 0 |  |  | 0 |  |  | 1
Mount Holly | 1385 | 809.6211 | 7751.242 | 14927.9887 | 80.1% | 10% | 2.1% | 0% | 7.8% | 0% | 10.1196 | 9.0999 | 0.67074 | 0.15905 | 0 | 0.18989 | 0 | 10.7326 | 0 | 10.7326 | 0 | 0 | 0 | 0 | 31504.0989 | 0 | 16.0989 | 0 | 0 | 0 | 0 |  |  | 3.2432 |  |  | 1
Mount Tabor | 210 | 37.2125 | 1116.936 | 9960.8455 | 80.1% | 10% | 2.1% | 0% | 7.8% | 0% | 6.4109 | 6.072 | 0.10607 | 0.10613 | 0 | 0.1267 | 0 | 1.7745 | 0 | 1.7745 | 0 | 0 | 0 | 0 | 27970.6618 | 0 | 2.6618 | 0 | 0 | 0 | 0 |  |  | 0.25157 |  |  | 1
Pawlet | 1424 | 2832.5898 | 8371.942 | 13719.4438 | 80.1% | 10% | 2.1% | 0% | 7.8% | 0% | 9.5803 | 8.3632 | 0.89643 | 0.14617 | 0 | 0.17451 | 0 | 18.0011 | 0 | 18.0011 | 0 | 0 | 0 | 0 | 27483.0017 | 0 | 27.0017 | 0 | 0 | 0 | 0 |  |  | 0 |  |  | 1
Pittsford | 2862 | 7487.7764 | 189881.354 | 18493.8944 | 80.1% | 10% | 2.1% | 0% | 7.8% | 0% | 13.1586 | 11.2737 | 1.4527 | 0.19704 | 0 | 0.23525 | 0 | 24.4227 | 0 | 24.4227 | 0 | 0 | 0 | 0 | 27876.6341 | 0 | 36.6341 | 0 | 0 | 0 | 0 |  |  | 5.0702 |  |  | 1
Poultney | 3020 | 5121.1705 | 18266.469 | 19089.5476 | 80.1% | 10% | 2.1% | 0% | 7.8% | 0% | 13.603 | 11.6368 | 1.52 | 0.20339 | 0 | 0.24282 | 0 | 25.338 | 0 | 25.338 | 0 | 0 | 0 | 0 | 28134.007 | 0 | 38.007 | 0 | 0 | 0 | 0 |  |  | 3.2536 |  |  | 1
Proctor | 1763 | 32028.6055 | 7989.928 | 7311.6143 | 80.1% | 10% | 2.1% | 0% | 7.8% | 0% | 5.3167 | 4.4571 | 0.68872 | 0.077902 | 0 | 0.093005 | 0 | 8.1011 | 0 | 8.1011 | 0 | 0 | 0 | 0 | 4876.1516 | 0 | 12.1516 | 0 | 0 | 0 | 0 |  |  | 12.095
Rutland City | 15807 | 19746.7526 | 207557.233 | 52701.1268 | 80.1% | 10% | 2.1% | 0% | 7.8% | 0% | 40.5495 | 32.126 | 7.1916 | 0.5615 | 0 | 0.67037 | 0 | 106.8751 | 0 | 106.8751 | 0 | 0 | 0 | 0 | 4985.9126 | 0 | 160.3126 | 0 | 0 | 0 | 0 |  |  | 49.2278
Rutland Town | 3924 | 9114.377 | 4991.859 | 16785.9583 | 80.1% | 10% | 2.1% | 0% | 7.8% | 0% | 13.7646 | 10.2325 | 3.1397 | 0.17885 | 0 | 0.21352 | 0 | 72.154 | 0 | 72.154 | 0 | 0 | 0 | 0 | 12396.231 | 0 | 108.231 | 0 | 0 | 0 | 0 |  |  | 12.0953 |  |  | 1
Shrewsbury | 1096 | 595.1763 | 5022.823 | 14184.887 | 80.1% | 10% | 2.1% | 0% | 7.8% | 0% | 9.5176 | 8.647 | 0.53907 | 0.15113 | 0 | 0.18043 | 0 | 8.7722 | 0 | 8.7722 | 0 | 0 | 0 | 0 | 32077.1583 | 0 | 13.1583 | 0 | 0 | 0 | 0 |  |  | 4.2938 |  |  | 1
Sudbury | 545 | 4221.0936 | 2594.616 | 6328.9244 | 80.1% | 10% | 2.1% | 0% | 7.8% | 0% | 4.2856 | 3.858 | 0.27964 | 0.067431 | 0 | 0.080505 | 0 | 4.7523 | 0 | 4.7523 | 0 | 0 | 0 | 0 | 13767.1285 | 0 | 7.1285 | 0 | 0 | 0 | 0 |  |  | 0.075554 |  |  | 1
Tinmouth | 553 | 173.3166 | 2721.031 | 7799.4915 | 80.1% | 10% | 2.1% | 0% | 7.8% | 0% | 5.2438 | 4.7545 | 0.30702 | 0.0831 | 0 | 0.099211 | 0 | 5.6062 | 0 | 5.6062 | 0 | 0 | 0 | 0 | 18120.4092 | 0 | 8.4092 | 0 | 0 | 0 | 0 |  |  | 1.2088 |  |  | 1
Wallingford | 2129 | 4984.6327 | 12063.065 | 16057.7299 | 80.1% | 10% | 2.1% | 0% | 7.8% | 0% | 11.1126 | 9.7886 | 0.94866 | 0.17109 | 0 | 0.20426 | 0 | 13.7226 | 0 | 13.7226 | 0 | 0 | 0 | 0 | 27668.5838 | 0 | 20.5838 | 0 | 0 | 0 | 0 |  |  | 2.5381 |  |  | 1
Wells | 1214 | 234.0497 | 6451.406 | 8724.8268 | 80.1% | 10% | 2.1% | 0% | 7.8% | 0% | 6.0811 | 5.3186 | 0.55855 | 0.092959 | 0 | 0.11098 | 0 | 8.418 | 0 | 8.418 | 0 | 0 | 0 | 0 | 14476.6271 | 0 | 12.6271 | 0 | 0 | 0 | 0 |  |  | 0.48729 |  |  | 1
West Haven | 239 | 555.9665 | 1254.056 | 6721.3211 | 80.1% | 10% | 2.1% | 0% | 7.8% | 0% | 4.4557 | 4.0972 | 0.20138 | 0.071612 | 0 | 0.085496 | 0 | 4.7365 | 0 | 4.7365 | 0 | 0 | 0 | 0 | 17927.1048 | 0 | 7.1048 | 0 | 0 | 0 | 0 |  |  | 0 |  |  | 1
West Rutland | 2214 | 1744.4795 | 12694.921 | 10981.0065 | 80.1% | 10% | 2.1% | 0% | 7.8% | 0% | 7.9932 | 6.6939 | 1.0426 | 0.117 | 0 | 0.13968 | 0 | 16.1603 | 0 | 16.1603 | 0 | 0 | 0 | 0 | 11544.2405 | 0 | 24.2405 | 0 | 0 | 0 | 0 |  |  | 2.0239 |  |  | 1
Totals | 60068 | 115201.9672 | 681675.621 | 387962 | 310757.562 | 38796.2 | 8147.202 | 0 | 30261.036 | 0 | 276.1092 | 236.4974 | 30.5434 | 4.1335 | 0 | 4.9349 | 0 | 514.4268 | 0 | 514.4268 | 0 | 0 | 0 | 0 | 584505.4002 | 0 | 771.6402 | 0 | 0 | 0 | 0
Town allocations based on population, existing generation, and energy demand (multipliers in B3 through D3) and land available (B2, one minus sum of other three multipliers), all energy values annual
Note on AH2: [Threaded comment] Your version of Excel allows you to read this threaded comment; however, any edits to it will get removed if the file is opened in a newer version of Excel. Learn more: https://go.microsoft.com/fwlink/?linkid=870924 Comment: Per 2022 VELCO LRTP
Note on AI2: [Threaded comment] Your version of Excel allows you to read this threaded comment; however, any edits to it will get removed if the file is opened in a newer version of Excel. Learn more: https://go.microsoft.com/fwlink/?linkid=870924 Comment: Based on distribution transformer capacity alone, per DUs
Note on AK2: [Threaded comment] Your version of Excel allows you to read this threaded comment; however, any edits to it will get removed if the file is opened in a newer version of Excel. Learn more: https://go.microsoft.com/fwlink/?linkid=870924 Comment: Per 2022 VELCO LRTP
Note on AL2: [Threaded comment] Your version of Excel allows you to read this threaded comment; however, any edits to it will get removed if the file is opened in a newer version of Excel. Learn more: https://go.microsoft.com/fwlink/?linkid=870924 Comment: Assume $1 million per distribution transformer

## TRORC
In-state gen: 25% | TRORC | 252080.2559 | 86452.6887 | Incremental Regional Energy Target | [5 empty] | (leads to calculation of:) | Incremental Regional Capacity Target (MW) | [5 empty] | (must be less than:) | Resource Available (MW) | [5 empty] | (is calculated from:) | Land Available (Acres) | [5 empty] | (prime land and 3-Φ proximity optional) | Grid Headroom (MW) |  |  | Grid Upgrade Costs
Target Year: 2050 | Land Multiplier: 50.0% | Existing ↑ Gen (MWh) | Incremental ↑ Gen (MWh) | Energy Target (MWh) | Solar | Rooftop Solar | Wind | Natural Gas | Biomass | Hydro | Capacity Target (MW) | Solar | Rooftop Solar | Wind | Natural Gas | Biomass | Hydro | Resource Available (MW) | Solar | Rooftop Solar | Wind | Natural Gas | Biomass | Hydro | Land Available (Acres) | Solar | Rooftop Solar | Wind | Natural Gas | Biomass | Hydro | Limiting Value | Transmission Headroom | Distribution Headroom | Total | Transmission Costs (mil. $) | Distribution Costs (mil. $)
Multipliers: | 50% | 0% | 0% | 349307 | 80% | 10% | 5% | 0% | 0% | 5% | 253.0167 | 212.6679 | 27.5002 | 8.8612 | 0 | 0 | 3.9875 | 2045.6454 | 1924.1429 | 0 | 121.5025 | 0 | 0 | 0 | 46617.1 | 13469 | 0 | 4860.1 | 0 | 0 | 0 | 59.3 | 59.3 | 128.6747 | 10000000 | 0 | 10
Town Plans | Population | Existing Gen (MWh) | Demand (MWh) | Enter values by town as available to override calcs below | [6 empty] | Enter values by town as available to override calcs below | [6 empty] | Enter values by town as available to override calcs below | [6 empty] | Enter values by resource type, by town to override default
Barnard | [24 empty] | 599 | 296 |  | 303
Bethel | [13 empty] | 0 | [10 empty] | 798 | 798 |  | 0
Bradford | [13 empty] | 0 | [10 empty] | 436 | 436 |  | 0
Braintree | [24 empty] | 451 | 441 |  | 10
Bridgewater | [24 empty] | 204 | 174 |  | 30
Brookfield | [11 empty] | 4 |  | 0.58 | [10 empty] | 520 | 232 |  | 288
Chelsea | [24 empty] | 1452 | 649 |  | 803
Corinth | [13 empty] | 0 | [10 empty] | 140 | 139 |  | 1
Fairlee | [13 empty] | 0 | [10 empty] | 240 | 240 |  | 0
Granville | [24 empty] | 390 | 315 |  | 75
Hancock | [24 empty] | 169 | 64 |  | 105
Hartford | [13 empty] | 0 | [10 empty] | 2004 | 2004 |  | 0
Hartland | [11 empty] | 11 |  | 1.51 | [10 empty] | 645 | 542 |  | 103
Newbury | [24 empty] | 1003 | 938 |  | 65
Norwich | [13 empty] | 0 | [10 empty] | 620 | 620 |  | 0
Pittsfield | [24 empty] | 98.1 | 80 |  | 18.1
Plymouth | [24 empty] | 328 | 126 |  | 202
Pomfret | [24 empty] | 190 | 131 |  | 59
Randolph | [24 empty] | 993 | 973 |  | 20
Rochester | [24 empty] | 669 | 506 |  | 163
Royalton | [24 empty] | 679 | 636 |  | 43
Sharon | [24 empty] | 405 | 339 |  | 66
Stockbridge | [24 empty] | 519 | 80 |  | 439
Strafford | [10 empty] | 0 | [13 empty] | 28288 | 0 |  | 0
Thetford | [13 empty] | 0 | [10 empty] | 762 | 762 |  | 0
Topsham | [24 empty] | 1485 | 487 |  | 998
Tunbridge | [24 empty] | 895 | 384 |  | 511
Vershire | [24 empty] | 600 | 199 |  | 401
West Fairlee | [13 empty] | 0 | [10 empty] | 50 | 50 |  | 0
Woodstock | [24 empty] | 985 | 828 |  | 157
Town Allocations | 2020 population | 1/31/23 DG+ survey | 2021 demand (EVT) | All values automatically calculated based on inputs
Barnard | 992 | 539.0948 | 6711.148 | 5289.7678 | 80% | 10% | 5% | 0% | 0% | 5% | 4.6996 | 3.8886 | 0.48081 | 0.26987 | 0 | 0 | 0.060385 | 58.004 | 42.2857 | 8.1433 | 7.575 | 0 | 0 | 0 | 611.2149 | 296 | 12.2149 | 303 | 0 | 0 | 0 |  |  | 11.2049
Bethel | 1942 | 2862.0847 | 33294.654 | 8974.5976 | 80% | 10% | 5% | 0% | 0% | 5% | 10.2707 | 9.2161 | 0.95222 | 0 | 0 | 0 | 0.10245 | 130.3101 | 114 | 16.3101 | 0 | 0 | 0 | 0 | 822.4651 | 798 | 24.4651 | 0 | 0 | 0 | 0 |  |  | 3.428 |  |  | 1
Bradford | 2790 | 2893.1915 | 17368.014 | 10283.0378 | 80% | 10% | 5% | 0% | 0% | 5% | 9.5785 | 8.0272 | 1.4339 | 0 | 0 | 0 | 0.11739 | 87.936 | 62.2857 | 25.6503 | 0 | 0 | 0 | 0 | 474.4755 | 436 | 38.4755 | 0 | 0 | 0 | 0 |  |  | 7.5531 |  |  | 1
Braintree | 1207 | 466.0232 | 5048.137 | 5404.0857 | 80% | 10% | 5% | 0% | 0% | 5% | 6.0147 | 5.3246 | 0.54991 | 0.078512 | 0 | 0 | 0.06169 | 71.9768 | 63 | 8.7268 | 0.25 | 0 | 0 | 0 | 464.0901 | 441 | 13.0901 | 10 | 0 | 0 | 0
Bridgewater | 903 | 365.9621 | 5866.842 | 3556.0458 | 80% | 10% | 5% | 0% | 0% | 5% | 3.3956 | 2.8393 | 0.44119 | 0.074424 | 0 | 0 | 0.040594 | 33.1379 | 24.8571 | 7.5308 | 0.75 | 0 | 0 | 0 | 215.2962 | 174 | 11.2962 | 30 | 0 | 0 | 0 |  |  | 7.2344
Brookfield | 1244 | 838.5028 | 5592.612 | 5788.3212 | 80% | 10% | 5% | 0% | 0% | 5% | 5.2928 | 4 | 0.6467 | 0.58 | 0 | 0 | 0.066077 | 52.0266 | 33.1429 | 11.6838 | 7.2 | 0 | 0 | 0 | 537.5257 | 232 | 17.5257 | 288 | 0 | 0 | 0 |  |  | 2.5472 |  |  | 1
Chelsea | 1233 | 280.6822 | 5598.804 | 9195.2813 | 80% | 10% | 5% | 0% | 0% | 5% | 8.2775 | 6.8959 | 0.64421 | 0.63246 | 0 | 0 | 0.10497 | 124.4787 | 92.7143 | 11.6894 | 20.075 | 0 | 0 | 0 | 1469.5341 | 649 | 17.5341 | 803 | 0 | 0 | 0 |  |  | 0.34101 |  |  | 1
Corinth | 1455 | 584.6406 | 5144.605 | 5026.8699 | 80% | 10% | 5% | 0% | 0% | 5% | 4.2719 | 3.5377 | 0.67679 | 0 | 0 | 0 | 0.057384 | 30.8694 | 19.8571 | 10.9873 | 0.025 | 0 | 0 | 0 | 156.4809 | 139 | 16.4809 | 1 | 0 | 0 | 0 |  |  | 0.30227 |  |  | 1
Fairlee | 988 | 2035.2677 | 8444.278 | 3989.121 | 80% | 10% | 5% | 0% | 0% | 5% | 4.194 | 3.4707 | 0.67771 | 0 | 0 | 0 | 0.045538 | 49.0868 | 34.2857 | 14.8011 | 0 | 0 | 0 | 0 | 262.2016 | 240 | 22.2016 | 0 | 0 | 0 | 0 |  |  | 1.7452 |  |  | 1
Granville | 301 | 174.8277 | 1627.323 | 2373.1078 | 80% | 10% | 5% | 0% | 0% | 5% | 3.0715 | 2.8323 | 0.14205 | 0.070087 | 0 | 0 | 0.02709 | 49.2166 | 45 | 2.3416 | 1.875 | 0 | 0 | 0 | 393.5124 | 315 | 3.5124 | 75 | 0 | 0 | 0 |  |  | 0.71958 |  |  | 1
Hancock | 359 | 116.0262 | 1685.976 | 1741.7511 | 80% | 10% | 5% | 0% | 0% | 5% | 1.3994 | 1.0908 | 0.19427 | 0.094424 | 0 | 0 | 0.019883 | 15.3968 | 9.1429 | 3.629 | 2.625 | 0 | 0 | 0 | 174.4435 | 64 | 5.4435 | 105 | 0 | 0 | 0 |  |  | 0.54001 |  |  | 1
Hartford | 10686 | 172369.9243 | 101013.374 | 40530.2934 | 80% | 10% | 5% | 0% | 0% | 5% | 38.6782 | 33.1962 | 5.0193 | 0 | 0 | 0 | 0.46267 | 368.6175 | 286.2857 | 82.3318 | 0 | 0 | 0 | 0 | 2127.4976 | 2004 | 123.4976 | 0 | 0 | 0 | 0 |  |  | 70.7195
Hartland | 3446 | 18504.6152 | 15581.397 | 13041.1067 | 80% | 10% | 5% | 0% | 0% | 5% | 14.1464 | 11 | 1.4875 | 1.51 | 0 | 0 | 0.14887 | 102.1434 | 77.4286 | 22.1398 | 2.575 | 0 | 0 | 0 | 678.2097 | 542 | 33.2097 | 103 | 0 | 0 | 0 |  |  | 13.2822 |  |  | 1
Newbury | 2293 | 7080.1561 | 11374.931 | 10831.487 | 80% | 10% | 5% | 0% | 0% | 5% | 12.3361 | 10.8508 | 1.1805 | 0.1812 | 0 | 0 | 0.12365 | 156.7747 | 134 | 21.1497 | 1.625 | 0 | 0 | 0 | 1034.7246 | 938 | 31.7246 | 65 | 0 | 0 | 0 |  |  | 9.0573 |  |  | 1
Norwich | 3612 | 4577.9234 | 17518.638 | 13449.9235 | 80% | 10% | 5% | 0% | 0% | 5% | 12.4459 | 10.7997 | 1.4926 | 0 | 0 | 0 | 0.15354 | 109.5373 | 88.5714 | 20.9659 | 0 | 0 | 0 | 0 | 651.4488 | 620 | 31.4488 | 0 | 0 | 0 | 0 |  |  | 5.2688 |  |  | 1
Pittsfield | 504 | 236.3623 | 3959.167 | 1930.0058 | 80% | 10% | 5% | 0% | 0% | 5% | 1.7883 | 1.4592 | 0.26458 | 0.042483 | 0 | 0 | 0.022032 | 16.7014 | 11.4286 | 4.8204 | 0.4525 | 0 | 0 | 0 | 105.3305 | 80 | 7.2305 | 18.1 | 0 | 0 | 0 |  |  | 2.1153
Plymouth | 641 | 382.5842 | 6457.1 | 3207.7311 | 80% | 10% | 5% | 0% | 0% | 5% | 2.6009 | 2.0338 | 0.35176 | 0.17871 | 0 | 0 | 0.036618 | 29.6942 | 18 | 6.6442 | 5.05 | 0 | 0 | 0 | 337.9662 | 126 | 9.9662 | 202 | 0 | 0 | 0 |  |  | 10.6274
Pomfret | 916 | 805.9945 | 5675.208 | 3553.3309 | 80% | 10% | 5% | 0% | 0% | 5% | 3.176 | 2.5463 | 0.49377 | 0.095396 | 0 | 0 | 0.040563 | 29.3842 | 18.7143 | 9.1949 | 1.475 | 0 | 0 | 0 | 203.7924 | 131 | 13.7924 | 59 | 0 | 0 | 0 |  |  | 9.0482
Randolph | 4774 | 8402.6051 | 48721.112 | 18510.4309 | 80% | 10% | 5% | 0% | 0% | 5% | 18.3805 | 15.4007 | 2.4716 | 0.29691 | 0 | 0 | 0.21131 | 183.9957 | 139 | 44.4957 | 0.5 | 0 | 0 | 0 | 1059.7436 | 973 | 66.7436 | 20 | 0 | 0 | 0 |  |  | 29.3952
Rochester | 1099 | 678.7138 | 6633.649 | 5881.4645 | 80% | 10% | 5% | 0% | 0% | 5% | 6.3998 | 5.6147 | 0.53927 | 0.17869 | 0 | 0 | 0.06714 | 85.6043 | 72.2857 | 9.2435 | 4.075 | 0 | 0 | 0 | 682.8653 | 506 | 13.8653 | 163 | 0 | 0 | 0 |  |  | 2.1096 |  |  | 1
Royalton | 2750 | 5805.0943 | 14781.745 | 11033.3193 | 80% | 10% | 5% | 0% | 0% | 5% | 11.0375 | 9.4255 | 1.293 | 0.19296 | 0 | 0 | 0.12595 | 113.1651 | 90.8571 | 21.2329 | 1.075 | 0 | 0 | 0 | 710.8494 | 636 | 31.8494 | 43 | 0 | 0 | 0 |  |  | 6.8239 |  |  | 1
Sharon | 1560 | 5575.0655 | 7147.091 | 6319.4285 | 80% | 10% | 5% | 0% | 0% | 5% | 6.0632 | 5.187 | 0.66563 | 0.13845 | 0 | 0 | 0.07214 | 59.8395 | 48.4286 | 9.761 | 1.65 | 0 | 0 | 0 | 419.6415 | 339 | 14.6415 | 66 | 0 | 0 | 0 |  |  | 3.9436 |  |  | 1
Stockbridge | 718 | 306.6482 | 3823.373 | 4137.0689 | 80% | 10% | 5% | 0% | 0% | 5% | 2.5352 | 1.8295 | 0.31012 | 0.34837 | 0 | 0 | 0.047227 | 27.0228 | 11.4286 | 4.6192 | 10.975 | 0 | 0 | 0 | 525.9288 | 80 | 6.9288 | 439 | 0 | 0 | 0 |  |  | 3.6822
Strafford | 1094 | 7713.2391 | 4587.908 | 107820.4985 | 80% | 10% | 5% | 0% | 0% | 5% | 0 | 0 | 0 | 0 | 0 | 0 | 0 | 8.5548 | 0 | 8.5548 | 0 | 0 | 0 | 0 | 28300.8322 | 0 | 12.8322 | 0 | 0 | 0 | 0 |  |  | 0.47319
Thetford | 2775 | 4089.3301 | 15362.127 | 11402.9943 | 80% | 10% | 5% | 0% | 0% | 5% | 11.7519 | 10.3933 | 1.2283 | 0 | 0 | 0 | 0.13017 | 127.7109 | 108.8571 | 18.8538 | 0 | 0 | 0 | 0 | 790.2807 | 762 | 28.2807 | 0 | 0 | 0 | 0 |  |  | 5.336 |  |  | 1
Topsham | 1199 | 117.1102 | 4390.562 | 9195.1519 | 80% | 10% | 5% | 0% | 0% | 5% | 7.0591 | 5.6483 | 0.53951 | 0.76629 | 0 | 0 | 0.10497 | 102.963 | 69.5714 | 8.4416 | 24.95 | 0 | 0 | 0 | 1497.6624 | 487 | 12.6624 | 998 | 0 | 0 | 0 |  |  | 0.23165 |  |  | 1
Tunbridge | 1337 | 713.1538 | 5621.67 | 7453.448 | 80% | 10% | 5% | 0% | 0% | 5% | 6.3014 | 5.1313 | 0.64975 | 0.43522 | 0 | 0 | 0.085085 | 78.6652 | 54.8571 | 11.0331 | 12.775 | 0 | 0 | 0 | 911.5496 | 384 | 16.5496 | 511 | 0 | 0 | 0 |  |  | 1.2332 |  |  | 1
Vershire | 672 | 444.314 | 2627.949 | 4296.0781 | 80% | 10% | 5% | 0% | 0% | 5% | 3.2938 | 2.6231 | 0.30255 | 0.31917 | 0 | 0 | 0.049042 | 43.1906 | 28.4286 | 4.737 | 10.025 | 0 | 0 | 0 | 607.1055 | 199 | 7.1055 | 401 | 0 | 0 | 0 |  |  | 0.25585 |  |  | 1
West Fairlee | 621 | 141.3207 | 2767.077 | 2107.0752 | 80% | 10% | 5% | 0% | 0% | 5% | 1.7414 | 1.4415 | 0.27592 | 0 | 0 | 0 | 0.024053 | 11.3969 | 7.1429 | 4.254 | 0 | 0 | 0 | 0 | 56.381 | 50 | 6.381 | 0 | 0 | 0 | 0 |  |  | 0.6299 |  |  | 1
Woodstock | 3005 | 2979.7972 | 28738.798 | 12984.1767 | 80% | 10% | 5% | 0% | 0% | 5% | 13.2883 | 11.2756 | 1.577 | 0.28749 | 0 | 0 | 0.14822 | 150.933 | 118.2857 | 28.7223 | 3.925 | 0 | 0 | 0 | 1028.0835 | 828 | 43.0835 | 157 | 0 | 0 | 0 |  |  | 15.4965
Totals | 57116 | 252080.2559 | 403165.269 | 349307 | 279445.6 | 34930.7 | 17465.35 | 0 | 0 | 17465.35 | 233.4901 | 196.9797 | 26.9826 | 6.7711 | 0 | 0 | 2.7567 | 2508.3341 | 1924.1429 | 462.6888 | 121.5025 | 0 | 0 | 0 | 47311.1332 | 13469 | 694.0332 | 4860.1 | 0 | 0 | 0
Town allocations based on population, existing generation, and energy demand (multipliers in B3 through D3) and land available (B2, one minus sum of other three multipliers), all energy values annual
Note on AH2: [Threaded comment] Your version of Excel allows you to read this threaded comment; however, any edits to it will get removed if the file is opened in a newer version of Excel. Learn more: https://go.microsoft.com/fwlink/?linkid=870924 Comment: Per 2022 VELCO LRTP
Note on AI2: [Threaded comment] Your version of Excel allows you to read this threaded comment; however, any edits to it will get removed if the file is opened in a newer version of Excel. Learn more: https://go.microsoft.com/fwlink/?linkid=870924 Comment: Based on distribution transformer capacity alone, per DUs
Note on AK2: [Threaded comment] Your version of Excel allows you to read this threaded comment; however, any edits to it will get removed if the file is opened in a newer version of Excel. Learn more: https://go.microsoft.com/fwlink/?linkid=870924 Comment: Per 2022 VELCO LRTP
Note on AL2: [Threaded comment] Your version of Excel allows you to read this threaded comment; however, any edits to it will get removed if the file is opened in a newer version of Excel. Learn more: https://go.microsoft.com/fwlink/?linkid=870924 Comment: Assume $1 million per distribution transformer

## WRC
In-state gen: 25% | WRC | 623818.6011 | -361484.6908 | Incremental Regional Energy Target | [5 empty] | (leads to calculation of:) | Incremental Regional Capacity Target (MW) | [5 empty] | (must be less than:) | Resource Available (MW) | [5 empty] | (is calculated from:) | Land Available (Acres) | [5 empty] | (prime land and 3-Φ proximity optional) | Grid Headroom (MW) |  |  | Grid Upgrade Costs
Target Year: 2050 | Land Multiplier: 50.0% | Existing ↑ Gen (MWh) | Incremental ↑ Gen (MWh) | Energy Target (MWh) | Solar | Rooftop Solar | Wind | Natural Gas | Biomass | Hydro | Capacity Target (MW) | Solar | Rooftop Solar | Wind | Natural Gas | Biomass | Hydro | Resource Available (MW) | Solar | Rooftop Solar | Wind | Natural Gas | Biomass | Hydro | Land Available (Acres) | Solar | Rooftop Solar | Wind | Natural Gas | Biomass | Hydro | Limiting Value | Transmission Headroom | Distribution Headroom | Total | Transmission Costs (mil. $) | Distribution Costs (mil. $)
Multipliers: | 50% | 0% | 0% | 58479 | 75% | 10% | 0% | 0% | 10% | 5% | 39.6036 | 33.3784 | 4.6039 | 0 | 0 | 0.95367 | 0.66757 | 0 | 0 | 0 | 0 | 0 | 0 | 0 | 591936 | 0 | 0 | 0 | 0 | 0 | 0 | 148.2 | 148.2 | 267.4436 | 0 | 0 | 0
Town Plans | Population | Existing Gen (MWh) | Demand (MWh) | Enter values by town as available to override calcs below | [6 empty] | Enter values by town as available to override calcs below | [6 empty] | Enter values by town as available to override calcs below | [6 empty] | Enter values by resource type, by town to override default
Athens |  |  |  | 415 | [20 empty] | 8320
Brattleboro |  |  |  | 8578 | [20 empty] | 20480
Brookline |  |  |  | 564 | [20 empty] | 8256
Dover |  |  |  | 2545 | [20 empty] | 22592
Dummerston |  |  |  | 2070 | [20 empty] | 19584
Grafton |  |  |  | 949 | [20 empty] | 24576
Guilford |  |  |  | 2050 | [20 empty] | 25536
Halifax |  |  |  | 2597 | [20 empty] | 25408
Jamaica |  |  |  | 1231 | [20 empty] | 31552
Londonderry |  |  |  | 3807 | [20 empty] | 22848
Marlboro |  |  |  | 2943 | [20 empty] | 25792
Newfane |  |  |  | 1589 | [20 empty] | 25728
Putney |  |  |  | 2701 | [20 empty] | 17152
Readsboro |  |  |  | 1410 | [20 empty] | 23232
Rockingham |  |  |  | 4239 | [20 empty] | 26816
Searsburg |  |  |  | 134 | [20 empty] | 13696
Somerset |  |  |  | 0 | [6 empty] | 0 | [13 empty] | 16704
Stratton |  |  |  | 1000 | [20 empty] | 29696
Townshend |  |  |  | 1043 | [20 empty] | 27328
Vernon |  |  |  | 1654 | [20 empty] | 12416
Wardsboro |  |  |  | 1864 | [20 empty] | 18752
Westminster |  |  |  | 3544 | [20 empty] | 29504
Weston |  |  |  | 1524 | [20 empty] | 22400
Whitingham |  |  |  | 3330 | [20 empty] | 23744
Wilmington |  |  |  | 4504 | [20 empty] | 25216
Windham |  |  |  | 695 | [20 empty] | 16704
Winhall |  |  |  | 1499 | [20 empty] | 27904
Town Allocations | 2020 population | 1/31/23 DG+ survey | 2021 demand (EVT) | All values automatically calculated based on inputs
Athens | 380 | 149.7172 | 1785.336 | 415 | 75% | 10% | 0% | 0% | 10% | 5% | 0.4094 | 0.36505 | 0.026612 | 0 | 0 | 0.01043 | 0.0073011 | 1.5418 | 0 | 1.5418 | 0 | 0 | 0 | 0 | 8322.3127 | 0 | 2.3127 | 0 | 0 | 0 | 0 |  |  | 0.76186
Brattleboro | 12184 | 26162.0948 | 149543.997 | 8578 | 75% | 10% | 0% | 0% | 10% | 5% | 6.1851 | 4.7707 | 1.1827 | 0 | 0 | 0.13631 | 0.095414 | 108.5569 | 0 | 108.5569 | 0 | 0 | 0 | 0 | 20642.8353 | 0 | 162.8353 | 0 | 0 | 0 | 0 |  |  | 77.5195
Brookline | 540 | 240.2518 | 2463.476 | 564 | 75% | 10% | 0% | 0% | 10% | 5% | 0.47793 | 0.4183 | 0.039307 | 0 | 0 | 0.011952 | 0.0083661 | 2.4584 | 0 | 2.4584 | 0 | 0 | 0 | 0 | 8259.6875 | 0 | 3.6875 | 0 | 0 | 0 | 0 |  |  | 0.75649
Dover | 1798 | 1202.6385 | 38984.637 | 2545 | 75% | 10% | 0% | 0% | 10% | 5% | 1.5703 | 1.2558 | 0.25351 | 0 | 0 | 0.03588 | 0.025116 | 30.1949 | 0 | 30.1949 | 0 | 0 | 0 | 0 | 22637.2924 | 0 | 45.2924 | 0 | 0 | 0 | 0 |  |  | 82.1356
Dummerston | 1865 | 2215.3865 | 10801.294 | 2070 | 75% | 10% | 0% | 0% | 10% | 5% | 1.413 | 1.1934 | 0.16161 | 0 | 0 | 0.034097 | 0.023868 | 13.1307 | 0 | 13.1307 | 0 | 0 | 0 | 0 | 19603.696 | 0 | 19.696 | 0 | 0 | 0 | 0 |  |  | 6.6183
Grafton | 645 | 679.2723 | 5438.027 | 949 | 75% | 10% | 0% | 0% | 10% | 5% | 1.0275 | 0.91424 | 0.06883 | 0 | 0 | 0.026121 | 0.018285 | 6.8634 | 0 | 6.8634 | 0 | 0 | 0 | 0 | 24586.2951 | 0 | 10.2951 | 0 | 0 | 0 | 0 |  |  | 2.0527
Guilford | 2120 | 2888.9473 | 9777.989 | 2050 | 75% | 10% | 0% | 0% | 10% | 5% | 1.6853 | 1.4487 | 0.16624 | 0 | 0 | 0.04139 | 0.028973 | 11.7914 | 0 | 11.7914 | 0 | 0 | 0 | 0 | 25553.687 | 0 | 17.687 | 0 | 0 | 0 | 0 |  |  | 14.2802
Halifax | 771 | 290.9459 | 3563.764 | 2597 | 75% | 10% | 0% | 0% | 10% | 5% | 1.0988 | 0.98097 | 0.070162 | 0 | 0 | 0.028028 | 0.019619 | 6.03 | 0 | 6.03 | 0 | 0 | 0 | 0 | 25417.045 | 0 | 9.045 | 0 | 0 | 0 | 0 |  |  | 4.7689
Jamaica | 1005 | 15652.6439 | 8576.548 | 1231 | 75% | 10% | 0% | 0% | 10% | 5% | 1.3842 | 1.2345 | 0.089665 | 0 | 0 | 0.035272 | 0.024691 | 7.5385 | 0 | 7.5385 | 0 | 0 | 0 | 0 | 31563.3078 | 0 | 11.3078 | 0 | 0 | 0 | 0 |  |  | 6.6079
Londonderry | 1919 | 1946.8487 | 18063.043 | 3807 | 75% | 10% | 0% | 0% | 10% | 5% | 1.559 | 1.3041 | 0.19151 | 0 | 0 | 0.03726 | 0.026082 | 18.0383 | 0 | 18.0383 | 0 | 0 | 0 | 0 | 22875.0575 | 0 | 27.0575 | 0 | 0 | 0 | 0 |  |  | 8.9266
Marlboro | 1722 | 442.4895 | 4428.16 | 2943 | 75% | 10% | 0% | 0% | 10% | 5% | 1.5035 | 1.3188 | 0.1206 | 0 | 0 | 0.03768 | 0.026376 | 6.9883 | 0 | 6.9883 | 0 | 0 | 0 | 0 | 25802.4824 | 0 | 10.4824 | 0 | 0 | 0 | 0 |  |  | 9.7036
Newfane | 1645 | 1245.4618 | 8848.434 | 1589 | 75% | 10% | 0% | 0% | 10% | 5% | 1.4754 | 1.2906 | 0.12211 | 0 | 0 | 0.036873 | 0.025811 | 7.9144 | 0 | 7.9144 | 0 | 0 | 0 | 0 | 25739.8717 | 0 | 11.8717 | 0 | 0 | 0 | 0 |  |  | 3.2342
Putney | 2617 | 4387.1963 | 34973.695 | 2701 | 75% | 10% | 0% | 0% | 10% | 5% | 1.6654 | 1.3836 | 0.21464 | 0 | 0 | 0.039531 | 0.027672 | 16.2475 | 0 | 16.2475 | 0 | 0 | 0 | 0 | 17176.3712 | 0 | 24.3712 | 0 | 0 | 0 | 0
Readsboro | 702 | 153.5409 | 3466.5 | 1410 | 75% | 10% | 0% | 0% | 10% | 5% | 1.0048 | 0.89594 | 0.065302 | 0 | 0 | 0.025598 | 0.017919 | 5.745 | 0 | 5.745 | 0 | 0 | 0 | 0 | 23240.6175 | 0 | 8.6175 | 0 | 0 | 0 | 0 |  |  | 50.0776
Rockingham | 4832 | 184062.5139 | 33150.989 | 4239 | 75% | 10% | 0% | 0% | 10% | 5% | 2.9398 | 2.418 | 0.4043 | 0 | 0 | 0.069086 | 0.04836 | 31.4344 | 0 | 31.4344 | 0 | 0 | 0 | 0 | 26863.1516 | 0 | 47.1516 | 0 | 0 | 0 | 0 |  |  | 28.7753
Searsburg | 126 | 70974.1332 | 1037.52 | 134 | 75% | 10% | 0% | 0% | 10% | 5% | 0.46174 | 0.42911 | 0.011787 | 0 | 0 | 0.01226 | 0.0085823 | 1.0431 | 0 | 1.0431 | 0 | 0 | 0 | 0 | 13697.5647 | 0 | 1.5647 | 0 | 0 | 0 | 0 |  |  | 10.3409
Somerset | 6 | 0 |  | 0 | 75% | 10% | 0% | 0% | 10% | 5% | 0 | 0 | 0 | 0 | 0 | 0 | 0 | 0.082533 | 0 | 0.082533 | 0 | 0 | 0 | 0 | 16704.1238 | 0 | 0.1238 | 0 | 0 | 0 | 0
Stratton | 440 | 139.8753 | 26250.692 | 1000 | 75% | 10% | 0% | 0% | 10% | 5% | 1.1325 | 0.98824 | 0.096212 | 0 | 0 | 0.028235 | 0.019765 | 13.5229 | 0 | 13.5229 | 0 | 0 | 0 | 0 | 29716.2844 | 0 | 20.2844 | 0 | 0 | 0 | 0 |  |  | 44.3834
Townshend | 1291 | 1171.8909 | 8747.5 | 1043 | 75% | 10% | 0% | 0% | 10% | 5% | 1.3827 | 1.214 | 0.10975 | 0 | 0 | 0.034684 | 0.024279 | 8.7098 | 0 | 8.7098 | 0 | 0 | 0 | 0 | 27341.0647 | 0 | 13.0647 | 0 | 0 | 0 | 0 |  |  | 0.97972 |  |  | 1
Vernon | 2192 | 143053.9186 | 19469.481 | 1654 | 75% | 10% | 0% | 0% | 10% | 5% | 1.3628 | 1.1042 | 0.20504 | 0 | 0 | 0.031547 | 0.022083 | 18.1426 | 0 | 18.1426 | 0 | 0 | 0 | 0 | 12443.2139 | 0 | 27.2139 | 0 | 0 | 0 | 0 |  |  | 9.689
Wardsboro | 869 | 146.2088 | 5578.156 | 1864 | 75% | 10% | 0% | 0% | 10% | 5% | 0.93914 | 0.82717 | 0.071786 | 0 | 0 | 0.023634 | 0.016543 | 5.4872 | 0 | 5.4872 | 0 | 0 | 0 | 0 | 18760.2308 | 0 | 8.2308 | 0 | 0 | 0 | 0 |  |  | 0.63392 |  |  | 1
Westminster | 3016 | 10906.3445 | 16607.028 | 3544 | 75% | 10% | 0% | 0% | 10% | 5% | 2.2478 | 1.8691 | 0.28788 | 0 | 0 | 0.053403 | 0.037382 | 25.9964 | 0 | 25.9964 | 0 | 0 | 0 | 0 | 29542.9947 | 0 | 38.9947 | 0 | 0 | 0 | 0 |  |  | 24.8055
Weston | 623 | 553.4437 | 5364.615 | 1524 | 75% | 10% | 0% | 0% | 10% | 5% | 0.95577 | 0.8454 | 0.069301 | 0 | 0 | 0.024154 | 0.016908 | 7.1352 | 0 | 7.1352 | 0 | 0 | 0 | 0 | 22410.7029 | 0 | 10.7029 | 0 | 0 | 0 | 0 |  |  | 2.4552
Whitingham | 1344 | 147503.2283 | 6824.747 | 3330 | 75% | 10% | 0% | 0% | 10% | 5% | 1.3148 | 1.1314 | 0.12846 | 0 | 0 | 0.032324 | 0.022627 | 11.6161 | 0 | 11.6161 | 0 | 0 | 0 | 0 | 23761.4241 | 0 | 17.4241 | 0 | 0 | 0 | 0 |  |  | 3.1694
Wilmington | 2255 | 1478.4077 | 29061.24 | 4504 | 75% | 10% | 0% | 0% | 10% | 5% | 1.81 | 1.4867 | 0.25114 | 0 | 0 | 0.042476 | 0.029733 | 25.8801 | 0 | 25.8801 | 0 | 0 | 0 | 0 | 25254.8202 | 0 | 38.8202 | 0 | 0 | 0 | 0 |  |  | 20.8064
Windham | 449 | 103.7403 | 2763.304 | 695 | 75% | 10% | 0% | 0% | 10% | 5% | 0.69414 | 0.62498 | 0.038803 | 0 | 0 | 0.017857 | 0.0125 | 3.1425 | 0 | 3.1425 | 0 | 0 | 0 | 0 | 16708.7138 | 0 | 4.7138 | 0 | 0 | 0 | 0 |  |  | 3.4198
Winhall | 1182 | 6067.4607 | 18974.894 | 1499 | 75% | 10% | 0% | 0% | 10% | 5% | 1.407 | 1.1931 | 0.15594 | 0 | 0 | 0.034088 | 0.023862 | 17.9278 | 0 | 17.9278 | 0 | 0 | 0 | 0 | 27930.8917 | 0 | 26.8917 | 0 | 0 | 0 | 0 |  |  | 66.7106
Totals | 48538 | 623818.6011 | 474545.066 | 58479 | 43859.25 | 5847.9 | 0 | 0 | 5847.9 | 2923.95 | 39.1074 | 32.9059 | 4.6032 | 0 | 0 | 0.94017 | 0.65812 | 413.1602 | 0 | 413.1602 | 0 | 0 | 0 | 0 | 592555.7403 | 0 | 619.7403 | 0 | 0 | 0 | 0
Town allocations based on population, existing generation, and energy demand (multipliers in B3 through D3) and land available (B2, one minus sum of other three multipliers), all energy values annual
Note on AH2: [Threaded comment] Your version of Excel allows you to read this threaded comment; however, any edits to it will get removed if the file is opened in a newer version of Excel. Learn more: https://go.microsoft.com/fwlink/?linkid=870924 Comment: Per 2022 VELCO LRTP
Note on AI2: [Threaded comment] Your version of Excel allows you to read this threaded comment; however, any edits to it will get removed if the file is opened in a newer version of Excel. Learn more: https://go.microsoft.com/fwlink/?linkid=870924 Comment: Based on distribution transformer capacity alone, per DUs
Note on AK2: [Threaded comment] Your version of Excel allows you to read this threaded comment; however, any edits to it will get removed if the file is opened in a newer version of Excel. Learn more: https://go.microsoft.com/fwlink/?linkid=870924 Comment: Per 2022 VELCO LRTP
Note on AL2: [Threaded comment] Your version of Excel allows you to read this threaded comment; however, any edits to it will get removed if the file is opened in a newer version of Excel. Learn more: https://go.microsoft.com/fwlink/?linkid=870924 Comment: Assume $1 million per distribution transformer

## Template (hidden)
In-state gen: 25% | ACRPC | 132356.2942 | 62469.784 | Incremental Regional Energy Target | [5 empty] | (leads to calculation of:) | Incremental Regional Capacity Target (MW) | [5 empty] | (must be less than:) | Resource Available (MW) | [5 empty] | (is calculated from:) | Land Available (Acres) | [5 empty] | (prime land and 3-Φ proximity optional) | Grid Headroom (MW) |  |  | Grid Upgrade Costs
Target Year: 2050 | Land Multiplier: 50.0% | Existing ↑ Gen (MWh) | Incremental ↑ Gen (MWh) | Energy Target (MWh) | Solar | Rooftop Solar | Wind | Natural Gas | Biomass | Hydro | Capacity Target (MW) | Solar | Rooftop Solar | Wind | Natural Gas | Biomass | Hydro | Resource Available (MW) | Solar | Rooftop Solar | Wind | Natural Gas | Biomass | Hydro | Land Available (Acres) | Solar | Rooftop Solar | Wind | Natural Gas | Biomass | Hydro | Limiting Value | Transmission Headroom | Distribution Headroom | Total | Transmission Costs (mil. $) | Distribution Costs (mil. $)
Multipliers: | 50% | 0% | 0% | [7 empty] | #N/A | #N/A | #N/A | #N/A | #N/A | #N/A | #N/A | 0 | 0 | 0 | 0 | 0 | 0 | 0 | #N/A | 0 | 0 | 0 | 0 | 0 | 0 | #N/A | 30.1 | #N/A | #N/A | #N/A | #N/A
Town Plans | Population | Existing Gen (MWh) | Demand (MWh) | Enter values by town as available to override calcs below | [6 empty] | Enter values by town as available to override calcs below | [6 empty] | Enter values by town as available to override calcs below | [6 empty] | Enter values by resource type, by town to override default
#N/A
#N/A
#N/A
#N/A
#N/A
#N/A
#N/A
#N/A
#N/A
#N/A
#N/A
#N/A
#N/A
#N/A
#N/A
#N/A
#N/A
#N/A
#N/A
#N/A
#N/A
#N/A
#N/A
#N/A
#N/A
#N/A
#N/A
#N/A
#N/A
#N/A
#N/A
#N/A
#N/A
#N/A
#N/A
#N/A
#N/A
#N/A
#N/A
#N/A
#N/A
#N/A
#N/A
#N/A
#N/A
#N/A
#N/A
#N/A
#N/A
#N/A
#N/A
#N/A
Town Allocations | 2020 population | 1/31/23 DG+ survey | 2021 demand (EVT) | All values automatically calculated based on inputs
| #N/A | #N/A | #N/A | #N/A | 0% | 0% | 0% | 0% | 0% | 0% | #N/A | #N/A | #N/A | #N/A | #N/A | #N/A | #N/A | #N/A | 0 | #N/A | 0 | 0 | 0 | 0 | #N/A | 0 | #N/A | 0 | 0 | 0 | 0 |  |  | #N/A |  |  | #N/A
| #N/A | #N/A | #N/A | #N/A | 0% | 0% | 0% | 0% | 0% | 0% | #N/A | #N/A | #N/A | #N/A | #N/A | #N/A | #N/A | #N/A | 0 | #N/A | 0 | 0 | 0 | 0 | #N/A | 0 | #N/A | 0 | 0 | 0 | 0 |  |  | #N/A |  |  | #N/A
| #N/A | #N/A | #N/A | #N/A | 0% | 0% | 0% | 0% | 0% | 0% | #N/A | #N/A | #N/A | #N/A | #N/A | #N/A | #N/A | #N/A | 0 | #N/A | 0 | 0 | 0 | 0 | #N/A | 0 | #N/A | 0 | 0 | 0 | 0 |  |  | #N/A |  |  | #N/A
| #N/A | #N/A | #N/A | #N/A | 0% | 0% | 0% | 0% | 0% | 0% | #N/A | #N/A | #N/A | #N/A | #N/A | #N/A | #N/A | #N/A | 0 | #N/A | 0 | 0 | 0 | 0 | #N/A | 0 | #N/A | 0 | 0 | 0 | 0 |  |  | #N/A |  |  | #N/A
| #N/A | #N/A | #N/A | #N/A | 0% | 0% | 0% | 0% | 0% | 0% | #N/A | #N/A | #N/A | #N/A | #N/A | #N/A | #N/A | #N/A | 0 | #N/A | 0 | 0 | 0 | 0 | #N/A | 0 | #N/A | 0 | 0 | 0 | 0 |  |  | #N/A |  |  | #N/A
| #N/A | #N/A | #N/A | #N/A | 0% | 0% | 0% | 0% | 0% | 0% | #N/A | #N/A | #N/A | #N/A | #N/A | #N/A | #N/A | #N/A | 0 | #N/A | 0 | 0 | 0 | 0 | #N/A | 0 | #N/A | 0 | 0 | 0 | 0 |  |  | #N/A |  |  | #N/A
| #N/A | #N/A | #N/A | #N/A | 0% | 0% | 0% | 0% | 0% | 0% | #N/A | #N/A | #N/A | #N/A | #N/A | #N/A | #N/A | #N/A | 0 | #N/A | 0 | 0 | 0 | 0 | #N/A | 0 | #N/A | 0 | 0 | 0 | 0 |  |  | #N/A |  |  | #N/A
| #N/A | #N/A | #N/A | #N/A | 0% | 0% | 0% | 0% | 0% | 0% | #N/A | #N/A | #N/A | #N/A | #N/A | #N/A | #N/A | #N/A | 0 | #N/A | 0 | 0 | 0 | 0 | #N/A | 0 | #N/A | 0 | 0 | 0 | 0 |  |  | #N/A |  |  | #N/A
| #N/A | #N/A | #N/A | #N/A | 0% | 0% | 0% | 0% | 0% | 0% | #N/A | #N/A | #N/A | #N/A | #N/A | #N/A | #N/A | #N/A | 0 | #N/A | 0 | 0 | 0 | 0 | #N/A | 0 | #N/A | 0 | 0 | 0 | 0 |  |  | #N/A |  |  | #N/A
| #N/A | #N/A | #N/A | #N/A | 0% | 0% | 0% | 0% | 0% | 0% | #N/A | #N/A | #N/A | #N/A | #N/A | #N/A | #N/A | #N/A | 0 | #N/A | 0 | 0 | 0 | 0 | #N/A | 0 | #N/A | 0 | 0 | 0 | 0 |  |  | #N/A |  |  | #N/A
| #N/A | #N/A | #N/A | #N/A | 0% | 0% | 0% | 0% | 0% | 0% | #N/A | #N/A | #N/A | #N/A | #N/A | #N/A | #N/A | #N/A | 0 | #N/A | 0 | 0 | 0 | 0 | #N/A | 0 | #N/A | 0 | 0 | 0 | 0 |  |  | #N/A |  |  | #N/A
| #N/A | #N/A | #N/A | #N/A | 0% | 0% | 0% | 0% | 0% | 0% | #N/A | #N/A | #N/A | #N/A | #N/A | #N/A | #N/A | #N/A | 0 | #N/A | 0 | 0 | 0 | 0 | #N/A | 0 | #N/A | 0 | 0 | 0 | 0 |  |  | #N/A |  |  | #N/A
| #N/A | #N/A | #N/A | #N/A | 0% | 0% | 0% | 0% | 0% | 0% | #N/A | #N/A | #N/A | #N/A | #N/A | #N/A | #N/A | #N/A | 0 | #N/A | 0 | 0 | 0 | 0 | #N/A | 0 | #N/A | 0 | 0 | 0 | 0 |  |  | #N/A |  |  | #N/A
| #N/A | #N/A | #N/A | #N/A | 0% | 0% | 0% | 0% | 0% | 0% | #N/A | #N/A | #N/A | #N/A | #N/A | #N/A | #N/A | #N/A | 0 | #N/A | 0 | 0 | 0 | 0 | #N/A | 0 | #N/A | 0 | 0 | 0 | 0 |  |  | #N/A |  |  | #N/A
| #N/A | #N/A | #N/A | #N/A | 0% | 0% | 0% | 0% | 0% | 0% | #N/A | #N/A | #N/A | #N/A | #N/A | #N/A | #N/A | #N/A | 0 | #N/A | 0 | 0 | 0 | 0 | #N/A | 0 | #N/A | 0 | 0 | 0 | 0 |  |  | #N/A |  |  | #N/A
| #N/A | #N/A | #N/A | #N/A | 0% | 0% | 0% | 0% | 0% | 0% | #N/A | #N/A | #N/A | #N/A | #N/A | #N/A | #N/A | #N/A | 0 | #N/A | 0 | 0 | 0 | 0 | #N/A | 0 | #N/A | 0 | 0 | 0 | 0 |  |  | #N/A |  |  | #N/A
| #N/A | #N/A | #N/A | #N/A | 0% | 0% | 0% | 0% | 0% | 0% | #N/A | #N/A | #N/A | #N/A | #N/A | #N/A | #N/A | #N/A | 0 | #N/A | 0 | 0 | 0 | 0 | #N/A | 0 | #N/A | 0 | 0 | 0 | 0 |  |  | #N/A |  |  | #N/A
| #N/A | #N/A | #N/A | #N/A | 0% | 0% | 0% | 0% | 0% | 0% | #N/A | #N/A | #N/A | #N/A | #N/A | #N/A | #N/A | #N/A | 0 | #N/A | 0 | 0 | 0 | 0 | #N/A | 0 | #N/A | 0 | 0 | 0 | 0 |  |  | #N/A |  |  | #N/A
| #N/A | #N/A | #N/A | #N/A | 0% | 0% | 0% | 0% | 0% | 0% | #N/A | #N/A | #N/A | #N/A | #N/A | #N/A | #N/A | #N/A | 0 | #N/A | 0 | 0 | 0 | 0 | #N/A | 0 | #N/A | 0 | 0 | 0 | 0 |  |  | #N/A |  |  | #N/A
| #N/A | #N/A | #N/A | #N/A | 0% | 0% | 0% | 0% | 0% | 0% | #N/A | #N/A | #N/A | #N/A | #N/A | #N/A | #N/A | #N/A | 0 | #N/A | 0 | 0 | 0 | 0 | #N/A | 0 | #N/A | 0 | 0 | 0 | 0 |  |  | #N/A |  |  | #N/A
| #N/A | #N/A | #N/A | #N/A | 0% | 0% | 0% | 0% | 0% | 0% | #N/A | #N/A | #N/A | #N/A | #N/A | #N/A | #N/A | #N/A | 0 | #N/A | 0 | 0 | 0 | 0 | #N/A | 0 | #N/A | 0 | 0 | 0 | 0 |  |  | #N/A |  |  | #N/A
| #N/A | #N/A | #N/A | #N/A | 0% | 0% | 0% | 0% | 0% | 0% | #N/A | #N/A | #N/A | #N/A | #N/A | #N/A | #N/A | #N/A | 0 | #N/A | 0 | 0 | 0 | 0 | #N/A | 0 | #N/A | 0 | 0 | 0 | 0 |  |  | #N/A |  |  | #N/A
| #N/A | #N/A | #N/A | #N/A | 0% | 0% | 0% | 0% | 0% | 0% | #N/A | #N/A | #N/A | #N/A | #N/A | #N/A | #N/A | #N/A | 0 | #N/A | 0 | 0 | 0 | 0 | #N/A | 0 | #N/A | 0 | 0 | 0 | 0 |  |  | #N/A |  |  | #N/A
| #N/A | #N/A | #N/A | #N/A | 0% | 0% | 0% | 0% | 0% | 0% | #N/A | #N/A | #N/A | #N/A | #N/A | #N/A | #N/A | #N/A | 0 | #N/A | 0 | 0 | 0 | 0 | #N/A | 0 | #N/A | 0 | 0 | 0 | 0 |  |  | #N/A |  |  | #N/A
| #N/A | #N/A | #N/A | #N/A | 0% | 0% | 0% | 0% | 0% | 0% | #N/A | #N/A | #N/A | #N/A | #N/A | #N/A | #N/A | #N/A | 0 | #N/A | 0 | 0 | 0 | 0 | #N/A | 0 | #N/A | 0 | 0 | 0 | 0 |  |  | #N/A |  |  | #N/A
| #N/A | #N/A | #N/A | #N/A | 0% | 0% | 0% | 0% | 0% | 0% | #N/A | #N/A | #N/A | #N/A | #N/A | #N/A | #N/A | #N/A | 0 | #N/A | 0 | 0 | 0 | 0 | #N/A | 0 | #N/A | 0 | 0 | 0 | 0 |  |  | #N/A |  |  | #N/A
| #N/A | #N/A | #N/A | #N/A | 0% | 0% | 0% | 0% | 0% | 0% | #N/A | #N/A | #N/A | #N/A | #N/A | #N/A | #N/A | #N/A | 0 | #N/A | 0 | 0 | 0 | 0 | #N/A | 0 | #N/A | 0 | 0 | 0 | 0 |  |  | #N/A |  |  | #N/A
| #N/A | #N/A | #N/A | #N/A | 0% | 0% | 0% | 0% | 0% | 0% | #N/A | #N/A | #N/A | #N/A | #N/A | #N/A | #N/A | #N/A | 0 | #N/A | 0 | 0 | 0 | 0 | #N/A | 0 | #N/A | 0 | 0 | 0 | 0 |  |  | #N/A |  |  | #N/A
| #N/A | #N/A | #N/A | #N/A | 0% | 0% | 0% | 0% | 0% | 0% | #N/A | #N/A | #N/A | #N/A | #N/A | #N/A | #N/A | #N/A | 0 | #N/A | 0 | 0 | 0 | 0 | #N/A | 0 | #N/A | 0 | 0 | 0 | 0 |  |  | #N/A |  |  | #N/A
| #N/A | #N/A | #N/A | #N/A | 0% | 0% | 0% | 0% | 0% | 0% | #N/A | #N/A | #N/A | #N/A | #N/A | #N/A | #N/A | #N/A | 0 | #N/A | 0 | 0 | 0 | 0 | #N/A | 0 | #N/A | 0 | 0 | 0 | 0 |  |  | #N/A |  |  | #N/A
| #N/A | #N/A | #N/A | #N/A | 0% | 0% | 0% | 0% | 0% | 0% | #N/A | #N/A | #N/A | #N/A | #N/A | #N/A | #N/A | #N/A | 0 | #N/A | 0 | 0 | 0 | 0 | #N/A | 0 | #N/A | 0 | 0 | 0 | 0 |  |  | #N/A |  |  | #N/A
| #N/A | #N/A | #N/A | #N/A | 0% | 0% | 0% | 0% | 0% | 0% | #N/A | #N/A | #N/A | #N/A | #N/A | #N/A | #N/A | #N/A | 0 | #N/A | 0 | 0 | 0 | 0 | #N/A | 0 | #N/A | 0 | 0 | 0 | 0 |  |  | #N/A |  |  | #N/A
| #N/A | #N/A | #N/A | #N/A | 0% | 0% | 0% | 0% | 0% | 0% | #N/A | #N/A | #N/A | #N/A | #N/A | #N/A | #N/A | #N/A | 0 | #N/A | 0 | 0 | 0 | 0 | #N/A | 0 | #N/A | 0 | 0 | 0 | 0 |  |  | #N/A |  |  | #N/A
| #N/A | #N/A | #N/A | #N/A | 0% | 0% | 0% | 0% | 0% | 0% | #N/A | #N/A | #N/A | #N/A | #N/A | #N/A | #N/A | #N/A | 0 | #N/A | 0 | 0 | 0 | 0 | #N/A | 0 | #N/A | 0 | 0 | 0 | 0 |  |  | #N/A |  |  | #N/A
| #N/A | #N/A | #N/A | #N/A | 0% | 0% | 0% | 0% | 0% | 0% | #N/A | #N/A | #N/A | #N/A | #N/A | #N/A | #N/A | #N/A | 0 | #N/A | 0 | 0 | 0 | 0 | #N/A | 0 | #N/A | 0 | 0 | 0 | 0 |  |  | #N/A |  |  | #N/A
| #N/A | #N/A | #N/A | #N/A | 0% | 0% | 0% | 0% | 0% | 0% | #N/A | #N/A | #N/A | #N/A | #N/A | #N/A | #N/A | #N/A | 0 | #N/A | 0 | 0 | 0 | 0 | #N/A | 0 | #N/A | 0 | 0 | 0 | 0 |  |  | #N/A |  |  | #N/A
| #N/A | #N/A | #N/A | #N/A | 0% | 0% | 0% | 0% | 0% | 0% | #N/A | #N/A | #N/A | #N/A | #N/A | #N/A | #N/A | #N/A | 0 | #N/A | 0 | 0 | 0 | 0 | #N/A | 0 | #N/A | 0 | 0 | 0 | 0 |  |  | #N/A |  |  | #N/A
| #N/A | #N/A | #N/A | #N/A | 0% | 0% | 0% | 0% | 0% | 0% | #N/A | #N/A | #N/A | #N/A | #N/A | #N/A | #N/A | #N/A | 0 | #N/A | 0 | 0 | 0 | 0 | #N/A | 0 | #N/A | 0 | 0 | 0 | 0 |  |  | #N/A |  |  | #N/A
| #N/A | #N/A | #N/A | #N/A | 0% | 0% | 0% | 0% | 0% | 0% | #N/A | #N/A | #N/A | #N/A | #N/A | #N/A | #N/A | #N/A | 0 | #N/A | 0 | 0 | 0 | 0 | #N/A | 0 | #N/A | 0 | 0 | 0 | 0 |  |  | #N/A |  |  | #N/A
| #N/A | #N/A | #N/A | #N/A | 0% | 0% | 0% | 0% | 0% | 0% | #N/A | #N/A | #N/A | #N/A | #N/A | #N/A | #N/A | #N/A | 0 | #N/A | 0 | 0 | 0 | 0 | #N/A | 0 | #N/A | 0 | 0 | 0 | 0 |  |  | #N/A |  |  | #N/A
| #N/A | #N/A | #N/A | #N/A | 0% | 0% | 0% | 0% | 0% | 0% | #N/A | #N/A | #N/A | #N/A | #N/A | #N/A | #N/A | #N/A | 0 | #N/A | 0 | 0 | 0 | 0 | #N/A | 0 | #N/A | 0 | 0 | 0 | 0 |  |  | #N/A |  |  | #N/A
| #N/A | #N/A | #N/A | #N/A | 0% | 0% | 0% | 0% | 0% | 0% | #N/A | #N/A | #N/A | #N/A | #N/A | #N/A | #N/A | #N/A | 0 | #N/A | 0 | 0 | 0 | 0 | #N/A | 0 | #N/A | 0 | 0 | 0 | 0 |  |  | #N/A |  |  | #N/A
| #N/A | #N/A | #N/A | #N/A | 0% | 0% | 0% | 0% | 0% | 0% | #N/A | #N/A | #N/A | #N/A | #N/A | #N/A | #N/A | #N/A | 0 | #N/A | 0 | 0 | 0 | 0 | #N/A | 0 | #N/A | 0 | 0 | 0 | 0 |  |  | #N/A |  |  | #N/A
| #N/A | #N/A | #N/A | #N/A | 0% | 0% | 0% | 0% | 0% | 0% | #N/A | #N/A | #N/A | #N/A | #N/A | #N/A | #N/A | #N/A | 0 | #N/A | 0 | 0 | 0 | 0 | #N/A | 0 | #N/A | 0 | 0 | 0 | 0 |  |  | #N/A |  |  | #N/A
| #N/A | #N/A | #N/A | #N/A | 0% | 0% | 0% | 0% | 0% | 0% | #N/A | #N/A | #N/A | #N/A | #N/A | #N/A | #N/A | #N/A | 0 | #N/A | 0 | 0 | 0 | 0 | #N/A | 0 | #N/A | 0 | 0 | 0 | 0 |  |  | #N/A |  |  | #N/A
| #N/A | #N/A | #N/A | #N/A | 0% | 0% | 0% | 0% | 0% | 0% | #N/A | #N/A | #N/A | #N/A | #N/A | #N/A | #N/A | #N/A | 0 | #N/A | 0 | 0 | 0 | 0 | #N/A | 0 | #N/A | 0 | 0 | 0 | 0 |  |  | #N/A |  |  | #N/A
| #N/A | #N/A | #N/A | #N/A | 0% | 0% | 0% | 0% | 0% | 0% | #N/A | #N/A | #N/A | #N/A | #N/A | #N/A | #N/A | #N/A | 0 | #N/A | 0 | 0 | 0 | 0 | #N/A | 0 | #N/A | 0 | 0 | 0 | 0 |  |  | #N/A |  |  | #N/A
| #N/A | #N/A | #N/A | #N/A | 0% | 0% | 0% | 0% | 0% | 0% | #N/A | #N/A | #N/A | #N/A | #N/A | #N/A | #N/A | #N/A | 0 | #N/A | 0 | 0 | 0 | 0 | #N/A | 0 | #N/A | 0 | 0 | 0 | 0 |  |  | #N/A |  |  | #N/A
| #N/A | #N/A | #N/A | #N/A | 0% | 0% | 0% | 0% | 0% | 0% | #N/A | #N/A | #N/A | #N/A | #N/A | #N/A | #N/A | #N/A | 0 | #N/A | 0 | 0 | 0 | 0 | #N/A | 0 | #N/A | 0 | 0 | 0 | 0 |  |  | #N/A |  |  | #N/A
| #N/A | #N/A | #N/A | #N/A | 0% | 0% | 0% | 0% | 0% | 0% | #N/A | #N/A | #N/A | #N/A | #N/A | #N/A | #N/A | #N/A | 0 | #N/A | 0 | 0 | 0 | 0 | #N/A | 0 | #N/A | 0 | 0 | 0 | 0 |  |  | #N/A |  |  | #N/A
| #N/A | #N/A | #N/A | #N/A | 0% | 0% | 0% | 0% | 0% | 0% | #N/A | #N/A | #N/A | #N/A | #N/A | #N/A | #N/A | #N/A | 0 | #N/A | 0 | 0 | 0 | 0 | #N/A | 0 | #N/A | 0 | 0 | 0 | 0 |  |  | #N/A |  |  | #N/A
| #N/A | #N/A | #N/A | #N/A | 0% | 0% | 0% | 0% | 0% | 0% | #N/A | #N/A | #N/A | #N/A | #N/A | #N/A | #N/A | #N/A | 0 | #N/A | 0 | 0 | 0 | 0 | #N/A | 0 | #N/A | 0 | 0 | 0 | 0 |  |  | #N/A |  |  | #N/A
Totals | #N/A | #N/A | #N/A | #N/A | #N/A | #N/A | #N/A | #N/A | #N/A | #N/A | #N/A | #N/A | #N/A | #N/A | #N/A | #N/A | #N/A | #N/A | 0 | #N/A | 0 | 0 | 0 | 0 | #N/A | 0 | #N/A | 0 | 0 | 0 | 0
Town allocations based on population, existing generation, and energy demand (multipliers in B3 through D3) and land available (B2, one minus sum of other three multipliers), all energy values annual
Note on AH2: [Threaded comment] Your version of Excel allows you to read this threaded comment; however, any edits to it will get removed if the file is opened in a newer version of Excel. Learn more: https://go.microsoft.com/fwlink/?linkid=870924 Comment: Per 2022 VELCO LRTP
Note on AI2: [Threaded comment] Your version of Excel allows you to read this threaded comment; however, any edits to it will get removed if the file is opened in a newer version of Excel. Learn more: https://go.microsoft.com/fwlink/?linkid=870924 Comment: Based on distribution transformer capacity alone, per DUs
Note on AK2: [Threaded comment] Your version of Excel allows you to read this threaded comment; however, any edits to it will get removed if the file is opened in a newer version of Excel. Learn more: https://go.microsoft.com/fwlink/?linkid=870924 Comment: Per 2022 VELCO LRTP
Note on AL2: [Threaded comment] Your version of Excel allows you to read this threaded comment; however, any edits to it will get removed if the file is opened in a newer version of Excel. Learn more: https://go.microsoft.com/fwlink/?linkid=870924 Comment: Assume $1 million per distribution transformer